## Sheet1
ASTM 2020 UNIFORMAT II LEVEL 1 | ASTM 2020 LEVEL 1 DESCRIPTION | ASTM 2020 UNIFORMAT II LEVEL 2 | ASTM 2020 LEVEL 2 DESCRIPTION | ASTM 2020 UNIFORMAT II LEVEL 3 | ASTM 2020 LEVEL 3 DESCRIPTION | ASTM 2020 UNIFORMAT II LEVEL 4 | ASTM 2020 LEVEL 4 DESCRIPTION | UR UNIFORMAT II LEVEL 5 | UR LEVEL 5 DESCRIPTION | Attribute Tab
D | SERVICES | D20 | PLUMBING | D2090 | OTHER PLUMBING SYSTEMS | D209002 | ACID WASTE SYSTEMS | D209002004 | PIPING, ACID WASTE | Building-Wide
D | SERVICES | D20 | PLUMBING | D2090 | OTHER PLUMBING SYSTEMS | D209002 | ACID WASTE SYSTEMS | D209002001 | PUMP, ACID WASTE | Pump
D | SERVICES | D20 | PLUMBING | D2090 | OTHER PLUMBING SYSTEMS | D209002 | ACID WASTE SYSTEMS | D209002002 | TANK, ACID WASTE NEUTRALIZATION | Tank
D | SERVICES | D20 | PLUMBING | D2090 | OTHER PLUMBING SYSTEMS | D209002 | ACID WASTE SYSTEMS | D209002003 | CLARIFIER, ACID | Tank
D | SERVICES | D30 | HVAC | D3040 | DISTRIBUTION SYSTEMS | D304001 | AIR DISTRIBUTION, HEATING, AND COOLING | D304001030 | FILTER, AIR, FAN-POWERED, BELT-DRIVE | Air Handler
D | SERVICES | D30 | HVAC | D3040 | DISTRIBUTION SYSTEMS | D304001 | AIR DISTRIBUTION, HEATING, AND COOLING | D304001032 | FILTER, AIR, FAN-POWERED, DIRECT-DRIVE | Air Handler
D | SERVICES | D30 | HVAC | D3040 | DISTRIBUTION SYSTEMS | D304001 | AIR DISTRIBUTION, HEATING, AND COOLING | D304001034 | POWERED INDUCTION / FAN-POWERED VAV UNIT | Air Handler
D | SERVICES | D30 | HVAC | D3040 | DISTRIBUTION SYSTEMS | D304001 | AIR DISTRIBUTION, HEATING, AND COOLING | D304001035 | DEHUMIDIFIER, DESICCANT WHEEL ASSEMBLY | Air Handler
D | SERVICES | D30 | HVAC | D3040 | DISTRIBUTION SYSTEMS | D304001 | AIR DISTRIBUTION, HEATING, AND COOLING | D304001018 | DUCTWORK AND SPECIALTIES | Building-Wide
D | SERVICES | D30 | HVAC | D3040 | DISTRIBUTION SYSTEMS | D304001 | AIR DISTRIBUTION, HEATING, AND COOLING | D304001044 | VARIABLE AIR VOLUME BOXES, AREA/BLDG-WIDE | Building-Wide
D | SERVICES | D30 | HVAC | D3040 | DISTRIBUTION SYSTEMS | D304001 | AIR DISTRIBUTION, HEATING, AND COOLING | D304001045 | DAMPERS, FIRE/SMOKE, AREA/BLDG-WIDE | Building-Wide
D | SERVICES | D30 | HVAC | D3040 | DISTRIBUTION SYSTEMS | D304001 | AIR DISTRIBUTION, HEATING, AND COOLING | D304001047 | AIR PURIFIERS, IONIZATION, DUCT-MOUNTED, AREA/BLDG-WIDE | Building-Wide
D | SERVICES | D30 | HVAC | D3040 | DISTRIBUTION SYSTEMS | D304001 | AIR DISTRIBUTION, HEATING, AND COOLING | D304001049 | POWERED INDUCTION / FAN-POWERED VAV UNIT, AREA/BLDG-WIDE | Building-Wide
D | SERVICES | D30 | HVAC | D3040 | DISTRIBUTION SYSTEMS | D304001 | AIR DISTRIBUTION, HEATING, AND COOLING | D304001007 | DAMPER, AIR | Damper
D | SERVICES | D30 | HVAC | D3040 | DISTRIBUTION SYSTEMS | D304001 | AIR DISTRIBUTION, HEATING, AND COOLING | D304001008 | DAMPER, FIRE, FUSIBLE LINK | Damper
D | SERVICES | D30 | HVAC | D3040 | DISTRIBUTION SYSTEMS | D304001 | AIR DISTRIBUTION, HEATING, AND COOLING | D304001016 | VARIABLE AIR VOLUME BOX | Damper
D | SERVICES | D30 | HVAC | D3040 | DISTRIBUTION SYSTEMS | D304001 | AIR DISTRIBUTION, HEATING, AND COOLING | D304001017 | VALVE, AIR | Damper
D | SERVICES | D30 | HVAC | D3040 | DISTRIBUTION SYSTEMS | D304001 | AIR DISTRIBUTION, HEATING, AND COOLING | D304001025 | DAMPER, SMOKE/COMBINED, MOTORIZED | Damper
D | SERVICES | D30 | HVAC | D3040 | DISTRIBUTION SYSTEMS | D304001 | AIR DISTRIBUTION, HEATING, AND COOLING | D304001048 | HEAT EXCHANGER, AIR TO AIR, PACKAGE | Damper
D | SERVICES | D30 | HVAC | D3040 | DISTRIBUTION SYSTEMS | D304001 | AIR DISTRIBUTION, HEATING, AND COOLING | D304001015 | WHEEL, ENTHALPY | Energy Wheel
D | SERVICES | D30 | HVAC | D3040 | DISTRIBUTION SYSTEMS | D304001 | AIR DISTRIBUTION, HEATING, AND COOLING | D304001020 | WHEEL, TOTAL ENERGY | Energy Wheel
D | SERVICES | D30 | HVAC | D3040 | DISTRIBUTION SYSTEMS | D304001 | AIR DISTRIBUTION, HEATING, AND COOLING | D304001006 | EVAPORATOR, HEAT PUMP/ELECTRIC/NO HEAT, DIRECT-DRIVE | Evaporator
D | SERVICES | D30 | HVAC | D3040 | DISTRIBUTION SYSTEMS | D304001 | AIR DISTRIBUTION, HEATING, AND COOLING | D304001019 | EVAPORATOR, DUCTLESS | Evaporator
D | SERVICES | D30 | HVAC | D3040 | DISTRIBUTION SYSTEMS | D304001 | AIR DISTRIBUTION, HEATING, AND COOLING | D304001024 | EVAPORATOR, HEAT PUMP/ELECTRIC/NO HEAT, BELT-DRIVE | Evaporator
D | SERVICES | D30 | HVAC | D3040 | DISTRIBUTION SYSTEMS | D304001 | AIR DISTRIBUTION, HEATING, AND COOLING | D304001026 | EVAPORATOR, HYDRONIC HEAT, DIRECT-DRIVE | Evaporator
D | SERVICES | D30 | HVAC | D3040 | DISTRIBUTION SYSTEMS | D304001 | AIR DISTRIBUTION, HEATING, AND COOLING | D304001027 | EVAPORATOR, HYDRONIC HEAT, BELT-DRIVE | Evaporator
D | SERVICES | D30 | HVAC | D3040 | DISTRIBUTION SYSTEMS | D304001 | AIR DISTRIBUTION, HEATING, AND COOLING | D304001028 | EVAPORATOR, STEAM HEAT, DIRECT-DRIVE | Evaporator
D | SERVICES | D30 | HVAC | D3040 | DISTRIBUTION SYSTEMS | D304001 | AIR DISTRIBUTION, HEATING, AND COOLING | D304001029 | EVAPORATOR, STEAM HEAT, BELT-DRIVE | Evaporator
D | SERVICES | D30 | HVAC | D3040 | DISTRIBUTION SYSTEMS | D304001 | AIR DISTRIBUTION, HEATING, AND COOLING | D304001009 | FAN, AXIAL, SUPPLY/RETURN, DIRECT-DRIVE | Fan
D | SERVICES | D30 | HVAC | D3040 | DISTRIBUTION SYSTEMS | D304001 | AIR DISTRIBUTION, HEATING, AND COOLING | D304001010 | FAN, CENTRIFUGAL, SUPPLY/RETURN, DIRECT-DRIVE | Fan
D | SERVICES | D30 | HVAC | D3040 | DISTRIBUTION SYSTEMS | D304001 | AIR DISTRIBUTION, HEATING, AND COOLING | D304001011 | FAN, MIXED-FLOW, SUPPLY/RETURN, DIRECT-DRIVE | Fan
D | SERVICES | D30 | HVAC | D3040 | DISTRIBUTION SYSTEMS | D304001 | AIR DISTRIBUTION, HEATING, AND COOLING | D304001021 | FAN, AXIAL, SUPPLY/RETURN, BELT-DRIVE | Fan
D | SERVICES | D30 | HVAC | D3040 | DISTRIBUTION SYSTEMS | D304001 | AIR DISTRIBUTION, HEATING, AND COOLING | D304001022 | FAN, CENTRIFUGAL, SUPPLY/RETURN, BELT-DRIVE | Fan
D | SERVICES | D30 | HVAC | D3040 | DISTRIBUTION SYSTEMS | D304001 | AIR DISTRIBUTION, HEATING, AND COOLING | D304001023 | FAN, MIXED-FLOW, SUPPLY/RETURN, BELT-DRIVE | Fan
D | SERVICES | D30 | HVAC | D3040 | DISTRIBUTION SYSTEMS | D304001 | AIR DISTRIBUTION, HEATING, AND COOLING | D304001031 | FAN, HIGH VOLUME LOW SPEED | Fan
D | SERVICES | D30 | HVAC | D3040 | DISTRIBUTION SYSTEMS | D304001 | AIR DISTRIBUTION, HEATING, AND COOLING | D304001012 | FILTER, AIR, HIGH EFFICIENCY (OTHER) | Filter
D | SERVICES | D30 | HVAC | D3040 | DISTRIBUTION SYSTEMS | D304001 | AIR DISTRIBUTION, HEATING, AND COOLING | D304001013 | FILTER, AIR, LOW EFFICIENCY | Filter
D | SERVICES | D30 | HVAC | D3040 | DISTRIBUTION SYSTEMS | D304001 | AIR DISTRIBUTION, HEATING, AND COOLING | D304001014 | FILTER ASSEMBLY | Filter
D | SERVICES | D30 | HVAC | D3040 | DISTRIBUTION SYSTEMS | D304001 | AIR DISTRIBUTION, HEATING, AND COOLING | D304001046 | AIR PURIFIER, IONIZATION, DUCT-MOUNTED | Filter
D | SERVICES | D30 | HVAC | D3040 | DISTRIBUTION SYSTEMS | D304001 | AIR DISTRIBUTION, HEATING, AND COOLING | D304001050 | ENERGY RECOVERY VENTILATOR | Filter
D | SERVICES | D30 | HVAC | D3040 | DISTRIBUTION SYSTEMS | D304001 | AIR DISTRIBUTION, HEATING, AND COOLING | D304001005 | AUTOMATIC MIXING BOX | General
D | SERVICES | D30 | HVAC | D3040 | DISTRIBUTION SYSTEMS | D304001 | AIR DISTRIBUTION, HEATING, AND COOLING | D304001033 | COIL, HYDRONIC | General
D | SERVICES | D30 | HVAC | D3040 | DISTRIBUTION SYSTEMS | D304001 | AIR DISTRIBUTION, HEATING, AND COOLING | D304001001 | HUMIDIFIER, ELECTRIC, REVERSE OSMOSIS WATER | Humidifier
D | SERVICES | D30 | HVAC | D3040 | DISTRIBUTION SYSTEMS | D304001 | AIR DISTRIBUTION, HEATING, AND COOLING | D304001002 | HUMIDIFIER, EVAPORATIVE, WETTED MEDIA, REVERSE OSMOSIS WATER | Humidifier
D | SERVICES | D30 | HVAC | D3040 | DISTRIBUTION SYSTEMS | D304001 | AIR DISTRIBUTION, HEATING, AND COOLING | D304001003 | HUMIDIFIER, GAS-FIRED, REVERSE OSMOSIS WATER | Humidifier
D | SERVICES | D30 | HVAC | D3040 | DISTRIBUTION SYSTEMS | D304001 | AIR DISTRIBUTION, HEATING, AND COOLING | D304001004 | HUMIDIFIER, STEAM-ENERGIZED, REVERSE OSMOSIS WATER | Humidifier
D | SERVICES | D30 | HVAC | D3040 | DISTRIBUTION SYSTEMS | D304001 | AIR DISTRIBUTION, HEATING, AND COOLING | D304001036 | HUMIDIFIER, ELECTRIC, TAP OR SOFT WATER | Humidifier
D | SERVICES | D30 | HVAC | D3040 | DISTRIBUTION SYSTEMS | D304001 | AIR DISTRIBUTION, HEATING, AND COOLING | D304001037 | HUMIDIFIER, STEAM INJECTION | Humidifier
D | SERVICES | D30 | HVAC | D3040 | DISTRIBUTION SYSTEMS | D304001 | AIR DISTRIBUTION, HEATING, AND COOLING | D304001038 | DEHUMIDIFIER, HOT GAS | Humidifier
D | SERVICES | D30 | HVAC | D3040 | DISTRIBUTION SYSTEMS | D304001 | AIR DISTRIBUTION, HEATING, AND COOLING | D304001039 | HUMIDIFIER, ADIABATIC | Humidifier
D | SERVICES | D30 | HVAC | D3040 | DISTRIBUTION SYSTEMS | D304001 | AIR DISTRIBUTION, HEATING, AND COOLING | D304001040 | HUMIDIFIER, EVAPORATIVE, WETTED MEDIA, TAP OR SOFT WATER | Humidifier
D | SERVICES | D30 | HVAC | D3040 | DISTRIBUTION SYSTEMS | D304001 | AIR DISTRIBUTION, HEATING, AND COOLING | D304001041 | HUMIDIFIER, GAS-FIRED, TAP OR SOFT WATER | Humidifier
D | SERVICES | D30 | HVAC | D3040 | DISTRIBUTION SYSTEMS | D304001 | AIR DISTRIBUTION, HEATING, AND COOLING | D304001042 | HUMIDIFIER, STEAM-ENERGIZED, TAP OR SOFT WATER | Humidifier
D | SERVICES | D30 | HVAC | D3040 | DISTRIBUTION SYSTEMS | D304001 | AIR DISTRIBUTION, HEATING, AND COOLING | D304001043 | HUMIDIFIER, ULTRASONIC | Humidifier
D | SERVICES | D30 | HVAC | D3040 | DISTRIBUTION SYSTEMS | D304008 | AIR HANDLING UNITS | D304008001 | AIR HANDLING UNIT, DIRECT-DRIVE | Air Handler
D | SERVICES | D30 | HVAC | D3040 | DISTRIBUTION SYSTEMS | D304008 | AIR HANDLING UNITS | D304008002 | AIR HANDLING UNIT, DX COOLING, DIRECT-DRIVE | Air Handler
D | SERVICES | D30 | HVAC | D3040 | DISTRIBUTION SYSTEMS | D304008 | AIR HANDLING UNITS | D304008003 | AIR HANDLING UNIT, MULTI-FAN, INDOOR | Air Handler
D | SERVICES | D30 | HVAC | D3040 | DISTRIBUTION SYSTEMS | D304008 | AIR HANDLING UNITS | D304008004 | AIR HANDLING UNIT, BELT-DRIVE | Air Handler
D | SERVICES | D30 | HVAC | D3040 | DISTRIBUTION SYSTEMS | D304008 | AIR HANDLING UNITS | D304008005 | AIR HANDLING UNIT, DX COOLING, BELT-DRIVE | Air Handler
D | SERVICES | D30 | HVAC | D3040 | DISTRIBUTION SYSTEMS | D304008 | AIR HANDLING UNITS | D304008006 | AIR HANDLING UNIT, SMOKE, DIRECT-DRIVE | Air Handler
D | SERVICES | D30 | HVAC | D3040 | DISTRIBUTION SYSTEMS | D304008 | AIR HANDLING UNITS | D304008007 | AIR HANDLING UNIT, SMOKE, BELT-DRIVE | Air Handler
D | SERVICES | D30 | HVAC | D3040 | DISTRIBUTION SYSTEMS | D304008 | AIR HANDLING UNITS | D304008008 | AIR HANDLING UNIT, DIRECT-DRIVE, OUTDOOR | Air Handler
D | SERVICES | D30 | HVAC | D3040 | DISTRIBUTION SYSTEMS | D304008 | AIR HANDLING UNITS | D304008009 | AIR HANDLING UNIT, DX COOLING, DIRECT-DRIVE, OUTDOOR | Air Handler
D | SERVICES | D30 | HVAC | D3040 | DISTRIBUTION SYSTEMS | D304008 | AIR HANDLING UNITS | D304008010 | AIR HANDLING UNIT, MULTI-FAN, OUTDOOR | Air Handler
D | SERVICES | D30 | HVAC | D3040 | DISTRIBUTION SYSTEMS | D304008 | AIR HANDLING UNITS | D304008011 | AIR HANDLING UNIT, BELT-DRIVE, OUTDOOR | Air Handler
D | SERVICES | D30 | HVAC | D3040 | DISTRIBUTION SYSTEMS | D304008 | AIR HANDLING UNITS | D304008012 | AIR HANDLING UNIT, DX COOLING, BELT-DRIVE, OUTDOOR | Air Handler
D | SERVICES | D30 | HVAC | D3040 | DISTRIBUTION SYSTEMS | D304008 | AIR HANDLING UNITS | D304008013 | AIR HANDLING UNIT, SMOKE, DIRECT-DRIVE, OUTDOOR | Air Handler
D | SERVICES | D30 | HVAC | D3040 | DISTRIBUTION SYSTEMS | D304008 | AIR HANDLING UNITS | D304008014 | AIR HANDLING UNIT, SMOKE, BELT-DRIVE, OUTDOOR | Air Handler
D | SERVICES | D30 | HVAC | D3040 | DISTRIBUTION SYSTEMS | D304008 | AIR HANDLING UNITS | D304008015 | AIR HANDLING UNIT, RETURN, DIRECT-DRIVE | Air Handler
D | SERVICES | D30 | HVAC | D3040 | DISTRIBUTION SYSTEMS | D304008 | AIR HANDLING UNITS | D304008016 | AIR HANDLING UNIT, RETURN, BELT-DRIVE | Air Handler
D | SERVICES | D30 | HVAC | D3040 | DISTRIBUTION SYSTEMS | D304008 | AIR HANDLING UNITS | D304008017 | AIR HANDLING UNIT, RETURN, DIRECT-DRIVE, OUTDOOR | Air Handler
D | SERVICES | D30 | HVAC | D3040 | DISTRIBUTION SYSTEMS | D304008 | AIR HANDLING UNITS | D304008018 | AIR HANDLING UNIT, RETURN, BELT-DRIVE, OUTDOOR | Air Handler
D | SERVICES | D30 | HVAC | D3020 | HEAT GENERATING SYSTEMS | D302005 | AUXILIARY EQUIPMENT | D302005007 | BACKFLOW PREVENTER - BOILER FEED WATER | Backflow Preventer, Valve
D | SERVICES | D30 | HVAC | D3020 | HEAT GENERATING SYSTEMS | D302005 | AUXILIARY EQUIPMENT | D302005008 | VALVE - BOILER FEED WATER | Backflow Preventer, Valve
D | SERVICES | D30 | HVAC | D3020 | HEAT GENERATING SYSTEMS | D302005 | AUXILIARY EQUIPMENT | D302005010 | METER, WATER - BOILER FEED | Backflow Preventer, Valve
D | SERVICES | D30 | HVAC | D3020 | HEAT GENERATING SYSTEMS | D302005 | AUXILIARY EQUIPMENT | D302005011 | BACKFLOW PREVENTER, VACUUM BREAKER - BOILER FEED WATER | Backflow Preventer, Valve
D | SERVICES | D30 | HVAC | D3020 | HEAT GENERATING SYSTEMS | D302005 | AUXILIARY EQUIPMENT | D302005012 | BACKFLOW PREVENTER, VACUUM BREAKER, SPILL-RESISTANT - BOILER FEED WATER | Backflow Preventer, Valve
D | SERVICES | D30 | HVAC | D3020 | HEAT GENERATING SYSTEMS | D302005 | AUXILIARY EQUIPMENT | D302005013 | DOUBLE CHECK VALVE - BOILER FEED WATER | Backflow Preventer, Valve
D | SERVICES | D30 | HVAC | D3020 | HEAT GENERATING SYSTEMS | D302005 | AUXILIARY EQUIPMENT | D302005031 | VALVE, SAFETY, BOILER | Backflow Preventer, Valve
D | SERVICES | D30 | HVAC | D3020 | HEAT GENERATING SYSTEMS | D302005 | AUXILIARY EQUIPMENT | D302005034 | TRAP, DEAERATOR OVERFLOW | Backflow Preventer, Valve
D | SERVICES | D30 | HVAC | D3020 | HEAT GENERATING SYSTEMS | D302005 | AUXILIARY EQUIPMENT | D302005035 | VENT, DEAERATOR | Backflow Preventer, Valve
D | SERVICES | D30 | HVAC | D3020 | HEAT GENERATING SYSTEMS | D302005 | AUXILIARY EQUIPMENT | D302005040 | VALVE, CONTINUOUS BLOWDOWN | Backflow Preventer, Valve
D | SERVICES | D30 | HVAC | D3020 | HEAT GENERATING SYSTEMS | D302005 | AUXILIARY EQUIPMENT | D302005001 | BURNER ASSEMBLY, BOILER, DUAL FUEL | Boiler
D | SERVICES | D30 | HVAC | D3020 | HEAT GENERATING SYSTEMS | D302005 | AUXILIARY EQUIPMENT | D302005028 | BURNER ASSEMBLY, BOILER, OIL-FIRED | Boiler
D | SERVICES | D30 | HVAC | D3020 | HEAT GENERATING SYSTEMS | D302005 | AUXILIARY EQUIPMENT | D302005030 | BURNER ASSEMBLY, BOILER, GAS-FIRED | Boiler
D | SERVICES | D30 | HVAC | D3020 | HEAT GENERATING SYSTEMS | D302005 | AUXILIARY EQUIPMENT | D302005037 | DUCT, AIR INTAKE, BOILER, BURNER, GAS TURBINE | Building-Wide
D | SERVICES | D30 | HVAC | D3020 | HEAT GENERATING SYSTEMS | D302005 | AUXILIARY EQUIPMENT | D302005016 | DAMPER, AIR, BOILER | Damper
D | SERVICES | D30 | HVAC | D3020 | HEAT GENERATING SYSTEMS | D302005 | AUXILIARY EQUIPMENT | D302005026 | DAMPER, STACK EXHAUST | Damper
D | SERVICES | D30 | HVAC | D3020 | HEAT GENERATING SYSTEMS | D302005 | AUXILIARY EQUIPMENT | D302005018 | FAN, CENTRIFUGAL, BOILER DRAFT, DIRECT-DRIVE | Fan
D | SERVICES | D30 | HVAC | D3020 | HEAT GENERATING SYSTEMS | D302005 | AUXILIARY EQUIPMENT | D302005019 | FAN, AXIAL, BOILER DRAFT, DIRECT-DRIVE | Fan
D | SERVICES | D30 | HVAC | D3020 | HEAT GENERATING SYSTEMS | D302005 | AUXILIARY EQUIPMENT | D302005020 | FAN, MIXED-FLOW, BOILER DRAFT, DIRECT-DRIVE | Fan
D | SERVICES | D30 | HVAC | D3020 | HEAT GENERATING SYSTEMS | D302005 | AUXILIARY EQUIPMENT | D302005021 | FAN, CENTRIFUGAL, BOILER DRAFT, BELT-DRIVE | Fan
D | SERVICES | D30 | HVAC | D3020 | HEAT GENERATING SYSTEMS | D302005 | AUXILIARY EQUIPMENT | D302005022 | FAN, AXIAL, BOILER DRAFT, BELT-DRIVE | Fan
D | SERVICES | D30 | HVAC | D3020 | HEAT GENERATING SYSTEMS | D302005 | AUXILIARY EQUIPMENT | D302005023 | FAN, MIXED-FLOW, BOILER DRAFT, BELT-DRIVE | Fan
D | SERVICES | D30 | HVAC | D3020 | HEAT GENERATING SYSTEMS | D302005 | AUXILIARY EQUIPMENT | D302005027 | FILTER, AIR INTAKE, BOILER, BURNER, GAS TURBINE | Filter
D | SERVICES | D30 | HVAC | D3020 | HEAT GENERATING SYSTEMS | D302005 | AUXILIARY EQUIPMENT | D302005029 | ATOMIZER, FUEL OIL | General
D | SERVICES | D30 | HVAC | D3020 | HEAT GENERATING SYSTEMS | D302005 | AUXILIARY EQUIPMENT | D302005032 | DUCT BURNER | General
D | SERVICES | D30 | HVAC | D3020 | HEAT GENERATING SYSTEMS | D302005 | AUXILIARY EQUIPMENT | D302005038 | PILOT, BURNER ASSEMBLY | General
D | SERVICES | D30 | HVAC | D3020 | HEAT GENERATING SYSTEMS | D302005 | AUXILIARY EQUIPMENT | D302005015 | HEAT RECOVERY SYSTEM, BOILER BLOWDOWN | Heat Exchanger
D | SERVICES | D30 | HVAC | D3020 | HEAT GENERATING SYSTEMS | D302005 | AUXILIARY EQUIPMENT | D302005017 | ECONOMIZER, BOILER | Heat Exchanger
D | SERVICES | D30 | HVAC | D3020 | HEAT GENERATING SYSTEMS | D302005 | AUXILIARY EQUIPMENT | D302005036 | SUPERHEATER, BOILER | Heat Exchanger
D | SERVICES | D30 | HVAC | D3020 | HEAT GENERATING SYSTEMS | D302005 | AUXILIARY EQUIPMENT | D302005039 | DRUM HEATER, BOILER | Heat Exchanger
D | SERVICES | D30 | HVAC | D3020 | HEAT GENERATING SYSTEMS | D302005 | AUXILIARY EQUIPMENT | D302005003 | PUMP, THERMAL FLUID | Pump
D | SERVICES | D30 | HVAC | D3020 | HEAT GENERATING SYSTEMS | D302005 | AUXILIARY EQUIPMENT | D302005006 | PUMP, BOILER FEED WATER | Pump
D | SERVICES | D30 | HVAC | D3020 | HEAT GENERATING SYSTEMS | D302005 | AUXILIARY EQUIPMENT | D302005009 | BOILER FEED WATER SYSTEM, PACKAGE | Pump
D | SERVICES | D30 | HVAC | D3020 | HEAT GENERATING SYSTEMS | D302005 | AUXILIARY EQUIPMENT | D302005033 | PUMP, CHEMICAL INJECTION, BOILER FEED WATER | Pump
D | SERVICES | D30 | HVAC | D3020 | HEAT GENERATING SYSTEMS | D302005 | AUXILIARY EQUIPMENT | D302005002 | DEAERATOR | Tank
D | SERVICES | D30 | HVAC | D3020 | HEAT GENERATING SYSTEMS | D302005 | AUXILIARY EQUIPMENT | D302005004 | TANK, STORAGE - THERMAL FLUID | Tank
D | SERVICES | D30 | HVAC | D3020 | HEAT GENERATING SYSTEMS | D302005 | AUXILIARY EQUIPMENT | D302005005 | TANK, STORAGE - BOILER FEED/HOT WELL | Tank
D | SERVICES | D30 | HVAC | D3020 | HEAT GENERATING SYSTEMS | D302005 | AUXILIARY EQUIPMENT | D302005024 | TANK, FLASH/BLOWDOWN | Tank
D | SERVICES | D30 | HVAC | D3020 | HEAT GENERATING SYSTEMS | D302005 | AUXILIARY EQUIPMENT | D302005041 | CONTINUOUS BLOWDOWN SYSTEM | Tank
D | SERVICES | D30 | HVAC | D3020 | HEAT GENERATING SYSTEMS | D302005 | AUXILIARY EQUIPMENT | D302005014 | CHEMICAL FEED STATION, BOILER FEED WATER | Water Treatment
D | SERVICES | D30 | HVAC | D3020 | HEAT GENERATING SYSTEMS | D302005 | AUXILIARY EQUIPMENT | D302005025 | WATER TREATMENT, STEAM/CONDENSATE | Water Treatment
B | SHELL | B20 | EXTERIOR ENCLOSURE | B2010 | EXTERIOR WALLS | B201007 | BALCONY WALLS AND RAILINGS | B201007001 | HANDRAILS, BALCONY | Building-Wide
D | SERVICES | D50 | ELECTRICAL | D5020 | LIGHTING AND BRANCH WIRING | D502001 | BRANCH WIRING | D502001008 | CONDUCTORS AND SPECIALTIES, LOW VOLTAGE | Building-Wide
D | SERVICES | D50 | ELECTRICAL | D5020 | LIGHTING AND BRANCH WIRING | D502001 | BRANCH WIRING | D502001001 | SWITCH, HIGH VOLTAGE, AIR | Electrical Panel, Switch
D | SERVICES | D50 | ELECTRICAL | D5020 | LIGHTING AND BRANCH WIRING | D502001 | BRANCH WIRING | D502001002 | SWITCH, HIGH VOLTAGE, BOLTED PRESSURE | Electrical Panel, Switch
D | SERVICES | D50 | ELECTRICAL | D5020 | LIGHTING AND BRANCH WIRING | D502001 | BRANCH WIRING | D502001003 | SWITCH, HIGH VOLTAGE, LOAD INTERRUPTER | Electrical Panel, Switch
D | SERVICES | D50 | ELECTRICAL | D5020 | LIGHTING AND BRANCH WIRING | D502001 | BRANCH WIRING | D502001004 | SWITCH, HIGH VOLTAGE, OIL | Electrical Panel, Switch
D | SERVICES | D50 | ELECTRICAL | D5020 | LIGHTING AND BRANCH WIRING | D502001 | BRANCH WIRING | D502001005 | DISCONNECT, HIGH VOLTAGE | Electrical Panel, Switch
D | SERVICES | D50 | ELECTRICAL | D5020 | LIGHTING AND BRANCH WIRING | D502001 | BRANCH WIRING | D502001006 | DISCONNECT | Electrical Panel, Switch
D | SERVICES | D50 | ELECTRICAL | D5020 | LIGHTING AND BRANCH WIRING | D502001 | BRANCH WIRING | D502001007 | SWITCH, LOW VOLTAGE, AIR | Electrical Panel, Switch
D | SERVICES | D50 | ELECTRICAL | D5020 | LIGHTING AND BRANCH WIRING | D502001 | BRANCH WIRING | D502001009 | SWITCH, LOW VOLTAGE, LOAD INTERRUPTER | Electrical Panel, Switch
D | SERVICES | D50 | ELECTRICAL | D5020 | LIGHTING AND BRANCH WIRING | D502001 | BRANCH WIRING | D502001010 | SWITCH, LOW VOLTAGE, BOLTED PRESSURE | Electrical Panel, Switch
D | SERVICES | D50 | ELECTRICAL | D5020 | LIGHTING AND BRANCH WIRING | D502001 | BRANCH WIRING | D502001011 | SWITCH, LOW VOLTAGE, OIL | Electrical Panel, Switch
D | SERVICES | D50 | ELECTRICAL | D5020 | LIGHTING AND BRANCH WIRING | D502001 | BRANCH WIRING | D502001012 | POWER DOOR OPERATOR, SWINGING, ELECTRIC | General
D | SERVICES | D50 | ELECTRICAL | D5020 | LIGHTING AND BRANCH WIRING | D502001 | BRANCH WIRING | D502001013 | POWER DOOR OPERATOR, OVERHEAD, ELECTRIC | General
D | SERVICES | D50 | ELECTRICAL | D5020 | LIGHTING AND BRANCH WIRING | D502001 | BRANCH WIRING | D502001014 | POWER DOOR OPERATOR, SLIDING, ELECTRIC | General
F | SPECIAL CONSTRUCTION AND DEMOLITION | F10 | SPECIAL CONSTRUCTION | F1050 | SPECIAL CONTROLS AND INSTRUMENTATION | F105002 | BUILDING AUTOMATION SYSTEMS | F105002001 | BUILDING AUTOMATION SYSTEM | Building-Wide
F | SPECIAL CONSTRUCTION AND DEMOLITION | F10 | SPECIAL CONSTRUCTION | F1050 | SPECIAL CONTROLS AND INSTRUMENTATION | F105002 | BUILDING AUTOMATION SYSTEMS | F105002002 | CONTROLS SYSTEM, UTILITY PLANT | Building-Wide
F | SPECIAL CONSTRUCTION AND DEMOLITION | F10 | SPECIAL CONSTRUCTION | F1050 | SPECIAL CONTROLS AND INSTRUMENTATION | F105002 | BUILDING AUTOMATION SYSTEMS | F105002003 | CONTROLS, WATER PLANT | General
E | EQUIPMENT AND FURNISHINGS | E10 | EQUIPMENT | E1090 | OTHER EQUIPMENT | E109001 | BUILT-IN MAINTENANCE EQUIPMENT | E109001001 | BIRD DETERRENT SYSTEM | General
E | EQUIPMENT AND FURNISHINGS | E10 | EQUIPMENT | E1090 | OTHER EQUIPMENT | E109001 | BUILT-IN MAINTENANCE EQUIPMENT | E109001002 | BREATHING AIR REPLENISHMENT SYSTEM, FIREMAN | General
B | SHELL | B10 | SUPERSTRUCTURE | B1020 | ROOF CONSTRUCTION | B102004 | CANOPIES | B102004001 | TENSION MEMBRANE STRUCTURE | Exterior Sitework
B | SHELL | B10 | SUPERSTRUCTURE | B1020 | ROOF CONSTRUCTION | B102004 | CANOPIES | B102004002 | METAL CANOPY | Exterior Sitework
C | INTERIORS | C10 | INTERIOR CONSTRUCTION | C1030 | FITTINGS | C103014 | CASEWORK | C103014001 | CASEWORK AND MILLWORK | Building-Wide
D | SERVICES | D30 | HVAC | D3040 | DISTRIBUTION SYSTEMS | D304004 | CHANGE OVER DISTRIBUTION SYSTEMS | D304004006 | BACKFLOW PREVENTER - DUAL TEMPERATURE WATER | Backflow Preventer, Valve
D | SERVICES | D30 | HVAC | D3040 | DISTRIBUTION SYSTEMS | D304004 | CHANGE OVER DISTRIBUTION SYSTEMS | D304004007 | VALVE - DUAL TEMPERATURE WATER | Backflow Preventer, Valve
D | SERVICES | D30 | HVAC | D3040 | DISTRIBUTION SYSTEMS | D304004 | CHANGE OVER DISTRIBUTION SYSTEMS | D304004009 | METER, WATER - DUAL TEMPERATURE WATER | Backflow Preventer, Valve
D | SERVICES | D30 | HVAC | D3040 | DISTRIBUTION SYSTEMS | D304004 | CHANGE OVER DISTRIBUTION SYSTEMS | D304004010 | BACKFLOW PREVENTER, VACUUM BREAKER - DUAL TEMPERATURE WATER | Backflow Preventer, Valve
D | SERVICES | D30 | HVAC | D3040 | DISTRIBUTION SYSTEMS | D304004 | CHANGE OVER DISTRIBUTION SYSTEMS | D304004011 | BACKFLOW PREVENTER, VACUUM BREAKER, SPILL-RESISTANT - DUAL TEMPERATURE WATER | Backflow Preventer, Valve
D | SERVICES | D30 | HVAC | D3040 | DISTRIBUTION SYSTEMS | D304004 | CHANGE OVER DISTRIBUTION SYSTEMS | D304004012 | DOUBLE CHECK VALVE - DUAL TEMPERATURE WATER | Backflow Preventer, Valve
D | SERVICES | D30 | HVAC | D3040 | DISTRIBUTION SYSTEMS | D304004 | CHANGE OVER DISTRIBUTION SYSTEMS | D304004001 | PIPING, 2-PIPE HEATING/COOLING | Building-Wide
D | SERVICES | D30 | HVAC | D3040 | DISTRIBUTION SYSTEMS | D304004 | CHANGE OVER DISTRIBUTION SYSTEMS | D304004008 | FILTER, WATER, MEDIA CARTRIDGE, DUAL TEMPERATURE WATER | Filter
D | SERVICES | D30 | HVAC | D3040 | DISTRIBUTION SYSTEMS | D304004 | CHANGE OVER DISTRIBUTION SYSTEMS | D304004002 | PUMP, DUAL TEMPERATURE WATER | Pump
D | SERVICES | D30 | HVAC | D3040 | DISTRIBUTION SYSTEMS | D304004 | CHANGE OVER DISTRIBUTION SYSTEMS | D304004003 | SEPARATOR, AIR/SOLID - DUAL TEMPERATURE WATER | Tank
D | SERVICES | D30 | HVAC | D3040 | DISTRIBUTION SYSTEMS | D304004 | CHANGE OVER DISTRIBUTION SYSTEMS | D304004004 | EXPANSION TANK - DUAL TEMPERATURE WATER | Tank
D | SERVICES | D30 | HVAC | D3040 | DISTRIBUTION SYSTEMS | D304004 | CHANGE OVER DISTRIBUTION SYSTEMS | D304004005 | CHEMICAL SHOT FEEDER, DUAL TEMPERATURE WATER | Water Treatment
D | SERVICES | D30 | HVAC | D3040 | DISTRIBUTION SYSTEMS | D304006 | CHILLED WATER DISTRIBUTION SYSTEMS | D304006007 | VALVE - CHILLED WATER | Backflow Preventer, Valve
D | SERVICES | D30 | HVAC | D3040 | DISTRIBUTION SYSTEMS | D304006 | CHILLED WATER DISTRIBUTION SYSTEMS | D304006008 | VALVE - CONDENSER WATER | Backflow Preventer, Valve
D | SERVICES | D30 | HVAC | D3040 | DISTRIBUTION SYSTEMS | D304006 | CHILLED WATER DISTRIBUTION SYSTEMS | D304006010 | BACKFLOW PREVENTER - CHILLED WATER | Backflow Preventer, Valve
D | SERVICES | D30 | HVAC | D3040 | DISTRIBUTION SYSTEMS | D304006 | CHILLED WATER DISTRIBUTION SYSTEMS | D304006015 | BACKFLOW PREVENTER - CONDENSER WATER | Backflow Preventer, Valve
D | SERVICES | D30 | HVAC | D3040 | DISTRIBUTION SYSTEMS | D304006 | CHILLED WATER DISTRIBUTION SYSTEMS | D304006019 | METER, WATER - CONDENSER WATER | Backflow Preventer, Valve
D | SERVICES | D30 | HVAC | D3040 | DISTRIBUTION SYSTEMS | D304006 | CHILLED WATER DISTRIBUTION SYSTEMS | D304006020 | METER, WATER - CHILLED WATER | Backflow Preventer, Valve
D | SERVICES | D30 | HVAC | D3040 | DISTRIBUTION SYSTEMS | D304006 | CHILLED WATER DISTRIBUTION SYSTEMS | D304006026 | VALVE - PROCESS CHILLED WATER | Backflow Preventer, Valve
D | SERVICES | D30 | HVAC | D3040 | DISTRIBUTION SYSTEMS | D304006 | CHILLED WATER DISTRIBUTION SYSTEMS | D304006027 | BACKFLOW PREVENTER - PROCESS CHILLED WATER | Backflow Preventer, Valve
D | SERVICES | D30 | HVAC | D3040 | DISTRIBUTION SYSTEMS | D304006 | CHILLED WATER DISTRIBUTION SYSTEMS | D304006029 | METER, WATER - PROCESS CHILLED WATER | Backflow Preventer, Valve
D | SERVICES | D30 | HVAC | D3040 | DISTRIBUTION SYSTEMS | D304006 | CHILLED WATER DISTRIBUTION SYSTEMS | D304006032 | BACKFLOW PREVENTER, VACUUM BREAKER - CHILLED WATER | Backflow Preventer, Valve
D | SERVICES | D30 | HVAC | D3040 | DISTRIBUTION SYSTEMS | D304006 | CHILLED WATER DISTRIBUTION SYSTEMS | D304006033 | BACKFLOW PREVENTER, VACUUM BREAKER, SPILL-RESISTANT - CHILLED WATER | Backflow Preventer, Valve
D | SERVICES | D30 | HVAC | D3040 | DISTRIBUTION SYSTEMS | D304006 | CHILLED WATER DISTRIBUTION SYSTEMS | D304006034 | BACKFLOW PREVENTER, VACUUM BREAKER - CONDENSER WATER | Backflow Preventer, Valve
D | SERVICES | D30 | HVAC | D3040 | DISTRIBUTION SYSTEMS | D304006 | CHILLED WATER DISTRIBUTION SYSTEMS | D304006035 | BACKFLOW PREVENTER, VACUUM BREAKER, SPILL-RESISTANT - CONDENSER WATER | Backflow Preventer, Valve
D | SERVICES | D30 | HVAC | D3040 | DISTRIBUTION SYSTEMS | D304006 | CHILLED WATER DISTRIBUTION SYSTEMS | D304006036 | BACKFLOW PREVENTER, VACUUM BREAKER - PROCESS CHILLED WATER | Backflow Preventer, Valve
D | SERVICES | D30 | HVAC | D3040 | DISTRIBUTION SYSTEMS | D304006 | CHILLED WATER DISTRIBUTION SYSTEMS | D304006037 | BACKFLOW PREVENTER, VACUUM BREAKER, SPILL-RESISTANT - PROCESS CHILLED WATER | Backflow Preventer, Valve
D | SERVICES | D30 | HVAC | D3040 | DISTRIBUTION SYSTEMS | D304006 | CHILLED WATER DISTRIBUTION SYSTEMS | D304006038 | DOUBLE CHECK VALVE - CHILLED WATER | Backflow Preventer, Valve
D | SERVICES | D30 | HVAC | D3040 | DISTRIBUTION SYSTEMS | D304006 | CHILLED WATER DISTRIBUTION SYSTEMS | D304006039 | DOUBLE CHECK VALVE - PROCESS CHILLED WATER | Backflow Preventer, Valve
D | SERVICES | D30 | HVAC | D3040 | DISTRIBUTION SYSTEMS | D304006 | CHILLED WATER DISTRIBUTION SYSTEMS | D304006040 | DOUBLE CHECK VALVE - CONDENSER WATER | Backflow Preventer, Valve
D | SERVICES | D30 | HVAC | D3040 | DISTRIBUTION SYSTEMS | D304006 | CHILLED WATER DISTRIBUTION SYSTEMS | D304006046 | VENT, AIR, AUTOMATIC - CHILLED WATER | Backflow Preventer, Valve
D | SERVICES | D30 | HVAC | D3040 | DISTRIBUTION SYSTEMS | D304006 | CHILLED WATER DISTRIBUTION SYSTEMS | D304006012 | PIPING, CHILLED WATER | Building-Wide
D | SERVICES | D30 | HVAC | D3040 | DISTRIBUTION SYSTEMS | D304006 | CHILLED WATER DISTRIBUTION SYSTEMS | D304006013 | PIPING, PROCESS CHILLED WATER | Building-Wide
D | SERVICES | D30 | HVAC | D3040 | DISTRIBUTION SYSTEMS | D304006 | CHILLED WATER DISTRIBUTION SYSTEMS | D304006016 | PIPING, CONDENSER WATER | Building-Wide
D | SERVICES | D30 | HVAC | D3040 | DISTRIBUTION SYSTEMS | D304006 | CHILLED WATER DISTRIBUTION SYSTEMS | D304006031 | PIPING, EVAPORATOR/INJECTION WATER | Building-Wide
D | SERVICES | D30 | HVAC | D3040 | DISTRIBUTION SYSTEMS | D304006 | CHILLED WATER DISTRIBUTION SYSTEMS | D304006003 | FILTER, WATER, MEDIA CARTRIDGE, CHILLED WATER | Filter
D | SERVICES | D30 | HVAC | D3040 | DISTRIBUTION SYSTEMS | D304006 | CHILLED WATER DISTRIBUTION SYSTEMS | D304006017 | FILTER, WATER, MEDIA CARTRIDGE, CONDENSER WATER | Filter
D | SERVICES | D30 | HVAC | D3040 | DISTRIBUTION SYSTEMS | D304006 | CHILLED WATER DISTRIBUTION SYSTEMS | D304006023 | FILTER, WATER, MEDIA CARTRIDGE, PROCESS CHILLED WATER | Filter
D | SERVICES | D30 | HVAC | D3040 | DISTRIBUTION SYSTEMS | D304006 | CHILLED WATER DISTRIBUTION SYSTEMS | D304006047 | FILTER, SAND, CONDENSER WATER | Filter
D | SERVICES | D30 | HVAC | D3040 | DISTRIBUTION SYSTEMS | D304006 | CHILLED WATER DISTRIBUTION SYSTEMS | D304006051 | FILTER, SAND, CHILLED WATER | Filter
D | SERVICES | D30 | HVAC | D3040 | DISTRIBUTION SYSTEMS | D304006 | CHILLED WATER DISTRIBUTION SYSTEMS | D304006001 | AIR WASHER | General
D | SERVICES | D30 | HVAC | D3040 | DISTRIBUTION SYSTEMS | D304006 | CHILLED WATER DISTRIBUTION SYSTEMS | D304006004 | HEAT EXCHANGER, PLATE AND FRAME, CHILLED WATER | Heat Exchanger
D | SERVICES | D30 | HVAC | D3040 | DISTRIBUTION SYSTEMS | D304006 | CHILLED WATER DISTRIBUTION SYSTEMS | D304006044 | HEAT EXCHANGER, PLATE AND FRAME, BRAZED, CHILLED WATER | Heat Exchanger
D | SERVICES | D30 | HVAC | D3040 | DISTRIBUTION SYSTEMS | D304006 | CHILLED WATER DISTRIBUTION SYSTEMS | D304006005 | PUMP, CHILLED WATER | Pump
D | SERVICES | D30 | HVAC | D3040 | DISTRIBUTION SYSTEMS | D304006 | CHILLED WATER DISTRIBUTION SYSTEMS | D304006006 | PUMP, CONDENSER WATER | Pump
D | SERVICES | D30 | HVAC | D3040 | DISTRIBUTION SYSTEMS | D304006 | CHILLED WATER DISTRIBUTION SYSTEMS | D304006022 | PUMP, PROCESS CHILLED WATER | Pump
D | SERVICES | D30 | HVAC | D3040 | DISTRIBUTION SYSTEMS | D304006 | CHILLED WATER DISTRIBUTION SYSTEMS | D304006041 | PUMP, VERTICAL TURBINE, CONDENSER WATER | Pump
D | SERVICES | D30 | HVAC | D3040 | DISTRIBUTION SYSTEMS | D304006 | CHILLED WATER DISTRIBUTION SYSTEMS | D304006009 | SEPARATOR, AIR/SOLID - CHILLED WATER | Tank
D | SERVICES | D30 | HVAC | D3040 | DISTRIBUTION SYSTEMS | D304006 | CHILLED WATER DISTRIBUTION SYSTEMS | D304006011 | EXPANSION TANK - CHILLED WATER | Tank
D | SERVICES | D30 | HVAC | D3040 | DISTRIBUTION SYSTEMS | D304006 | CHILLED WATER DISTRIBUTION SYSTEMS | D304006018 | SEPARATOR, AIR/SOLID - CONDENSER WATER | Tank
D | SERVICES | D30 | HVAC | D3040 | DISTRIBUTION SYSTEMS | D304006 | CHILLED WATER DISTRIBUTION SYSTEMS | D304006021 | EXPANSION TANK - CONDENSER WATER | Tank
D | SERVICES | D30 | HVAC | D3040 | DISTRIBUTION SYSTEMS | D304006 | CHILLED WATER DISTRIBUTION SYSTEMS | D304006024 | SEPARATOR, AIR/SOLID - PROCESS CHILLED WATER | Tank
D | SERVICES | D30 | HVAC | D3040 | DISTRIBUTION SYSTEMS | D304006 | CHILLED WATER DISTRIBUTION SYSTEMS | D304006025 | EXPANSION TANK - PROCESS CHILLED WATER | Tank
D | SERVICES | D30 | HVAC | D3040 | DISTRIBUTION SYSTEMS | D304006 | CHILLED WATER DISTRIBUTION SYSTEMS | D304006042 | TANK, ICE, THERMAL ENERGY STORAGE | Tank
D | SERVICES | D30 | HVAC | D3040 | DISTRIBUTION SYSTEMS | D304006 | CHILLED WATER DISTRIBUTION SYSTEMS | D304006043 | TANK, PRESSURE - CHILLED WATER | Tank
D | SERVICES | D30 | HVAC | D3040 | DISTRIBUTION SYSTEMS | D304006 | CHILLED WATER DISTRIBUTION SYSTEMS | D304006045 | BUFFER TANK - CHILLED WATER | Tank
D | SERVICES | D30 | HVAC | D3040 | DISTRIBUTION SYSTEMS | D304006 | CHILLED WATER DISTRIBUTION SYSTEMS | D304006002 | CHEMICAL SHOT FEEDER, CHILLED WATER | Water Treatment
D | SERVICES | D30 | HVAC | D3040 | DISTRIBUTION SYSTEMS | D304006 | CHILLED WATER DISTRIBUTION SYSTEMS | D304006014 | CHEMICAL SHOT FEEDER, CONDENSER WATER | Water Treatment
D | SERVICES | D30 | HVAC | D3040 | DISTRIBUTION SYSTEMS | D304006 | CHILLED WATER DISTRIBUTION SYSTEMS | D304006028 | CHEMICAL SHOT FEEDER, PROCESS CHILLED WATER | Water Treatment
D | SERVICES | D30 | HVAC | D3040 | DISTRIBUTION SYSTEMS | D304006 | CHILLED WATER DISTRIBUTION SYSTEMS | D304006030 | SEPARATOR, SOLIDS, CENTRIFUGAL, COOLING TOWER | Water Treatment
D | SERVICES | D30 | HVAC | D3040 | DISTRIBUTION SYSTEMS | D304006 | CHILLED WATER DISTRIBUTION SYSTEMS | D304006048 | FILTER SYSTEM, CONDENSER WATER | Water Treatment
D | SERVICES | D30 | HVAC | D3040 | DISTRIBUTION SYSTEMS | D304006 | CHILLED WATER DISTRIBUTION SYSTEMS | D304006049 | STRAINER, CONDENSER WATER | Water Treatment
D | SERVICES | D30 | HVAC | D3040 | DISTRIBUTION SYSTEMS | D304006 | CHILLED WATER DISTRIBUTION SYSTEMS | D304006050 | STRAINER, CHILLED WATER | Water Treatment
D | SERVICES | D30 | HVAC | D3030 | COOLING GENERATING SYSTEMS | D303001 | CHILLED WATER SYSTEMS | D303001004 | CHILLER, WATER-COOLED, ABSORPTION | Chiller Absorption
D | SERVICES | D30 | HVAC | D3030 | COOLING GENERATING SYSTEMS | D303001 | CHILLED WATER SYSTEMS | D303001001 | CHILLER, AIR-COOLED, RECIPROCATING | Chiller Air-Cooled
D | SERVICES | D30 | HVAC | D3030 | COOLING GENERATING SYSTEMS | D303001 | CHILLED WATER SYSTEMS | D303001002 | CHILLER, AIR-COOLED, SCREW | Chiller Air-Cooled
D | SERVICES | D30 | HVAC | D3030 | COOLING GENERATING SYSTEMS | D303001 | CHILLED WATER SYSTEMS | D303001010 | CHILLER, AIR-COOLED, SCROLL | Chiller Air-Cooled
D | SERVICES | D30 | HVAC | D3030 | COOLING GENERATING SYSTEMS | D303001 | CHILLED WATER SYSTEMS | D303001014 | CHILLER, DX, CENTRIFUGAL | Chiller Air-Cooled
D | SERVICES | D30 | HVAC | D3030 | COOLING GENERATING SYSTEMS | D303001 | CHILLED WATER SYSTEMS | D303001015 | CHILLER, DX, SCREW | Chiller Air-Cooled
D | SERVICES | D30 | HVAC | D3030 | COOLING GENERATING SYSTEMS | D303001 | CHILLED WATER SYSTEMS | D303001016 | CHILLER, DX, SCROLL | Chiller Air-Cooled
D | SERVICES | D30 | HVAC | D3030 | COOLING GENERATING SYSTEMS | D303001 | CHILLED WATER SYSTEMS | D303001003 | CHILLER, WATER-COOLED, SCREW | Chiller Water-Cooled
D | SERVICES | D30 | HVAC | D3030 | COOLING GENERATING SYSTEMS | D303001 | CHILLED WATER SYSTEMS | D303001005 | CHILLER, WATER-COOLED, CENTRIFUGAL | Chiller Water-Cooled
D | SERVICES | D30 | HVAC | D3030 | COOLING GENERATING SYSTEMS | D303001 | CHILLED WATER SYSTEMS | D303001006 | CHILLER, WATER-COOLED, RECIPROCATING | Chiller Water-Cooled
D | SERVICES | D30 | HVAC | D3030 | COOLING GENERATING SYSTEMS | D303001 | CHILLED WATER SYSTEMS | D303001011 | CHILLER, WATER-COOLED, SCROLL | Chiller Water-Cooled
D | SERVICES | D30 | HVAC | D3030 | COOLING GENERATING SYSTEMS | D303001 | CHILLED WATER SYSTEMS | D303001029 | HEAT PUMP, WATER TO WATER | Chiller Water-Cooled
D | SERVICES | D30 | HVAC | D3030 | COOLING GENERATING SYSTEMS | D303001 | CHILLED WATER SYSTEMS | D303001007 | COOLING POND | Cooling Tower
D | SERVICES | D30 | HVAC | D3030 | COOLING GENERATING SYSTEMS | D303001 | CHILLED WATER SYSTEMS | D303001008 | COOLING TOWER, OPEN, BELT-DRIVE | Cooling Tower
D | SERVICES | D30 | HVAC | D3030 | COOLING GENERATING SYSTEMS | D303001 | CHILLED WATER SYSTEMS | D303001009 | COOLING TOWER, CLOSED/EVAPORATIVE, BELT-DRIVE | Cooling Tower
D | SERVICES | D30 | HVAC | D3030 | COOLING GENERATING SYSTEMS | D303001 | CHILLED WATER SYSTEMS | D303001012 | COOLING TOWER, OPEN, GEAR-DRIVE | Cooling Tower
D | SERVICES | D30 | HVAC | D3030 | COOLING GENERATING SYSTEMS | D303001 | CHILLED WATER SYSTEMS | D303001013 | COOLING TOWER, CLOSED/EVAPORATIVE, GEAR-DRIVE | Cooling Tower
D | SERVICES | D30 | HVAC | D3030 | COOLING GENERATING SYSTEMS | D303001 | CHILLED WATER SYSTEMS | D303001023 | COOLING TOWER, OPEN, MULTI-FAN | Cooling Tower
D | SERVICES | D30 | HVAC | D3030 | COOLING GENERATING SYSTEMS | D303001 | CHILLED WATER SYSTEMS | D303001024 | COOLING TOWER, CLOSED/EVAPORATIVE, MULTI-FAN | Cooling Tower
D | SERVICES | D30 | HVAC | D3030 | COOLING GENERATING SYSTEMS | D303001 | CHILLED WATER SYSTEMS | D303001025 | FAN, COOLING-TOWER, DIRECT-DRIVE | Fan
D | SERVICES | D30 | HVAC | D3030 | COOLING GENERATING SYSTEMS | D303001 | CHILLED WATER SYSTEMS | D303001026 | FAN, COOLING-TOWER, BELT-DRIVE | Fan
D | SERVICES | D30 | HVAC | D3030 | COOLING GENERATING SYSTEMS | D303001 | CHILLED WATER SYSTEMS | D303001027 | FAN, COOLING-TOWER, GEAR-DRIVE | Fan
D | SERVICES | D30 | HVAC | D3030 | COOLING GENERATING SYSTEMS | D303001 | CHILLED WATER SYSTEMS | D303001019 | COMPRESSOR, CENTRIFUGAL, CHILLER | General
D | SERVICES | D30 | HVAC | D3030 | COOLING GENERATING SYSTEMS | D303001 | CHILLED WATER SYSTEMS | D303001020 | COMPRESSOR, SCREW, CHILLER | General
D | SERVICES | D30 | HVAC | D3030 | COOLING GENERATING SYSTEMS | D303001 | CHILLED WATER SYSTEMS | D303001021 | COMPRESSOR, SCROLL, CHILLER | General
D | SERVICES | D30 | HVAC | D3030 | COOLING GENERATING SYSTEMS | D303001 | CHILLED WATER SYSTEMS | D303001022 | COMPRESSOR, RECIPROCATING, CHILLER | General
D | SERVICES | D30 | HVAC | D3030 | COOLING GENERATING SYSTEMS | D303001 | CHILLED WATER SYSTEMS | D303001018 | EVAPORATOR, CHILLER, REMOTE | Heat Exchanger
D | SERVICES | D30 | HVAC | D3030 | COOLING GENERATING SYSTEMS | D303001 | CHILLED WATER SYSTEMS | D303001028 | ECONOMIZER, CHILLER, REMOTE | Heat Exchanger
D | SERVICES | D30 | HVAC | D3030 | COOLING GENERATING SYSTEMS | D303001 | CHILLED WATER SYSTEMS | D303001017 | WATER TREATMENT, COOLING TOWER | Water Treatment
D | SERVICES | D40 | FIRE PROTECTION | D4090 | OTHER FIRE PROTECTION SYSTEMS | D409003 | CLEAN AGENT SYSTEMS | D409003001 | FIRE SUPPRESSION SYSTEM, CLEAN AGENT | Fire Suppression
D | SERVICES | D40 | FIRE PROTECTION | D4090 | OTHER FIRE PROTECTION SYSTEMS | D409003 | CLEAN AGENT SYSTEMS | D409003003 | SWITCH, MANUAL OVERRIDE, FIRE SUPPRESSION, CLEAN AGENT | Fire Suppression
D | SERVICES | D40 | FIRE PROTECTION | D4090 | OTHER FIRE PROTECTION SYSTEMS | D409003 | CLEAN AGENT SYSTEMS | D409003002 | TANK, FIRE, CLEAN AGENT | Tank
D | SERVICES | D50 | ELECTRICAL | D5030 | COMMUNICATIONS AND SECURITY | D503006 | CLOCK AND PROGRAM SYSTEMS | D503006001 | CLOCK, EXTERIOR LIGHTING, MANUAL | Electrical Panel, Switch
D | SERVICES | D50 | ELECTRICAL | D5030 | COMMUNICATIONS AND SECURITY | D503006 | CLOCK AND PROGRAM SYSTEMS | D503006002 | CLOCK, EXTERIOR LIGHTING, AUTOMATIC | Electrical Panel, Switch
D | SERVICES | D50 | ELECTRICAL | D5030 | COMMUNICATIONS AND SECURITY | D503006 | CLOCK AND PROGRAM SYSTEMS | D503006003 | CLOCK SYSTEM, CENTRAL | Electrical Panel, Switch
D | SERVICES | D50 | ELECTRICAL | D5030 | COMMUNICATIONS AND SECURITY | D503006 | CLOCK AND PROGRAM SYSTEMS | D503006004 | IRRIGATION CLOCK | Electrical Panel, Switch
D | SERVICES | D20 | PLUMBING | D2090 | OTHER PLUMBING SYSTEMS | D209005 | COMPRESSED AIR SYSTEM (NON-BREATHING) | D209005003 | AIR COMPRESSOR, PROCESS, SCREW, OILED | Air Compressor, Vacuum
D | SERVICES | D20 | PLUMBING | D2090 | OTHER PLUMBING SYSTEMS | D209005 | COMPRESSED AIR SYSTEM (NON-BREATHING) | D209005004 | AIR COMPRESSOR, PROCESS, RECIPROCATING, OILED | Air Compressor, Vacuum
D | SERVICES | D20 | PLUMBING | D2090 | OTHER PLUMBING SYSTEMS | D209005 | COMPRESSED AIR SYSTEM (NON-BREATHING) | D209005005 | AIR COMPRESSOR, PROCESS, SCREW, OIL-FREE | Air Compressor, Vacuum
D | SERVICES | D20 | PLUMBING | D2090 | OTHER PLUMBING SYSTEMS | D209005 | COMPRESSED AIR SYSTEM (NON-BREATHING) | D209005006 | AIR COMPRESSOR, PROCESS, RECIPROCATING, OIL-FREE | Air Compressor, Vacuum
D | SERVICES | D20 | PLUMBING | D2090 | OTHER PLUMBING SYSTEMS | D209005 | COMPRESSED AIR SYSTEM (NON-BREATHING) | D209005007 | AIR COMPRESSOR, PROCESS, SCROLL, OIL-FREE | Air Compressor, Vacuum
D | SERVICES | D20 | PLUMBING | D2090 | OTHER PLUMBING SYSTEMS | D209005 | COMPRESSED AIR SYSTEM (NON-BREATHING) | D209005008 | AIR COMPRESSOR, PROCESS, CENTRIFUGAL, OIL-FREE | Air Compressor, Vacuum
D | SERVICES | D20 | PLUMBING | D2090 | OTHER PLUMBING SYSTEMS | D209005 | COMPRESSED AIR SYSTEM (NON-BREATHING) | D209005009 | AIR COMPRESSOR, PROCESS, SCROLL, OILED | Air Compressor, Vacuum
D | SERVICES | D20 | PLUMBING | D2090 | OTHER PLUMBING SYSTEMS | D209005 | COMPRESSED AIR SYSTEM (NON-BREATHING) | D209005010 | AIR COMPRESSOR, PROCESS, SYSTEM | Air Compressor, Vacuum
D | SERVICES | D20 | PLUMBING | D2090 | OTHER PLUMBING SYSTEMS | D209005 | COMPRESSED AIR SYSTEM (NON-BREATHING) | D209005011 | AIR COMPRESSOR, UTILITY, RECIPROCATING, OILED | Air Compressor, Vacuum
D | SERVICES | D20 | PLUMBING | D2090 | OTHER PLUMBING SYSTEMS | D209005 | COMPRESSED AIR SYSTEM (NON-BREATHING) | D209005012 | AIR COMPRESSOR, PROCESS, CENTRIFUGAL, OILED | Air Compressor, Vacuum
D | SERVICES | D20 | PLUMBING | D2090 | OTHER PLUMBING SYSTEMS | D209005 | COMPRESSED AIR SYSTEM (NON-BREATHING) | D209005017 | AIR COMPRESSOR, UTILITY, RECIPROCATING OIL-FREE | Air Compressor, Vacuum
D | SERVICES | D20 | PLUMBING | D2090 | OTHER PLUMBING SYSTEMS | D209005 | COMPRESSED AIR SYSTEM (NON-BREATHING) | D209005020 | AIR COMPRESSOR, PROCESS, LIQUID PISTON | Air Compressor, Vacuum
D | SERVICES | D20 | PLUMBING | D2090 | OTHER PLUMBING SYSTEMS | D209005 | COMPRESSED AIR SYSTEM (NON-BREATHING) | D209005021 | BLOWER, ROTARY LOBE, OILED | Air Compressor, Vacuum
D | SERVICES | D20 | PLUMBING | D2090 | OTHER PLUMBING SYSTEMS | D209005 | COMPRESSED AIR SYSTEM (NON-BREATHING) | D209005013 | AIR DRYER, PROCESS, AFTER COOLER AND SEPARATOR | Air Dryer
D | SERVICES | D20 | PLUMBING | D2090 | OTHER PLUMBING SYSTEMS | D209005 | COMPRESSED AIR SYSTEM (NON-BREATHING) | D209005014 | AIR DRYER, PROCESS, REFRIGERATED | Air Dryer
D | SERVICES | D20 | PLUMBING | D2090 | OTHER PLUMBING SYSTEMS | D209005 | COMPRESSED AIR SYSTEM (NON-BREATHING) | D209005015 | AIR DRYER, PROCESS, DESICCANT | Air Dryer
D | SERVICES | D20 | PLUMBING | D2090 | OTHER PLUMBING SYSTEMS | D209005 | COMPRESSED AIR SYSTEM (NON-BREATHING) | D209005016 | AIR DRYER, PROCESS, GLYCOL | Air Dryer
D | SERVICES | D20 | PLUMBING | D2090 | OTHER PLUMBING SYSTEMS | D209005 | COMPRESSED AIR SYSTEM (NON-BREATHING) | D209005018 | WATER SEPARATOR, COMPRESSED AIR | Backflow Preventer, Valve
D | SERVICES | D20 | PLUMBING | D2090 | OTHER PLUMBING SYSTEMS | D209005 | COMPRESSED AIR SYSTEM (NON-BREATHING) | D209005002 | PIPING, COMPRESSED AIR, PROCESS | Building-Wide
D | SERVICES | D20 | PLUMBING | D2090 | OTHER PLUMBING SYSTEMS | D209005 | COMPRESSED AIR SYSTEM (NON-BREATHING) | D209005019 | COMPRESSED AIR AMPLIFIER | General
D | SERVICES | D20 | PLUMBING | D2090 | OTHER PLUMBING SYSTEMS | D209005 | COMPRESSED AIR SYSTEM (NON-BREATHING) | D209005001 | TANK, STORAGE - AIR | Tank
B | SHELL | B20 | EXTERIOR ENCLOSURE | B2020 | EXTERIOR WINDOWS | B202003 | CURTAIN WALLS | B202003001 | GLASS, CURTAIN WALL | Building-Wide
C | INTERIORS | C10 | INTERIOR CONSTRUCTION | C1010 | PARTITIONS | C101002 | DEMOUNTABLE PARTITIONS | C101002001 | PARTITION, DEMOUNTABLE | Door
D | SERVICES | D30 | HVAC | D3030 | COOLING GENERATING SYSTEMS | D303002 | DIRECT EXPANSION SYSTEMS | D303002010 | REFRIGERATION UNIT, WATER-COOLED | Chiller Water-Cooled
D | SERVICES | D30 | HVAC | D3030 | COOLING GENERATING SYSTEMS | D303002 | DIRECT EXPANSION SYSTEMS | D303002017 | REFRIGERATION UNIT SYSTEM | Chiller Water-Cooled
D | SERVICES | D30 | HVAC | D3030 | COOLING GENERATING SYSTEMS | D303002 | DIRECT EXPANSION SYSTEMS | D303002005 | CONDENSING UNIT | Condensing Unit
D | SERVICES | D30 | HVAC | D3030 | COOLING GENERATING SYSTEMS | D303002 | DIRECT EXPANSION SYSTEMS | D303002006 | HEAT PUMP | Condensing Unit
D | SERVICES | D30 | HVAC | D3030 | COOLING GENERATING SYSTEMS | D303002 | DIRECT EXPANSION SYSTEMS | D303002007 | REFRIGERATION UNIT, AIR-COOLED | Condensing Unit
D | SERVICES | D30 | HVAC | D3030 | COOLING GENERATING SYSTEMS | D303002 | DIRECT EXPANSION SYSTEMS | D303002008 | DRY COOLER | Condensing Unit
D | SERVICES | D30 | HVAC | D3030 | COOLING GENERATING SYSTEMS | D303002 | DIRECT EXPANSION SYSTEMS | D303002009 | MECHANICAL SYSTEM, ENVIRONMENTAL CHAMBER | Condensing Unit
D | SERVICES | D30 | HVAC | D3030 | COOLING GENERATING SYSTEMS | D303002 | DIRECT EXPANSION SYSTEMS | D303002011 | CONDENSING UNIT, WATER-COOLED | Condensing Unit
D | SERVICES | D30 | HVAC | D3030 | COOLING GENERATING SYSTEMS | D303002 | DIRECT EXPANSION SYSTEMS | D303002012 | COMPRESSOR, CENTRIFUGAL, DX | General
D | SERVICES | D30 | HVAC | D3030 | COOLING GENERATING SYSTEMS | D303002 | DIRECT EXPANSION SYSTEMS | D303002013 | COMPRESSOR, SCREW, DX | General
D | SERVICES | D30 | HVAC | D3030 | COOLING GENERATING SYSTEMS | D303002 | DIRECT EXPANSION SYSTEMS | D303002014 | COMPRESSOR, SCROLL, DX | General
D | SERVICES | D30 | HVAC | D3030 | COOLING GENERATING SYSTEMS | D303002 | DIRECT EXPANSION SYSTEMS | D303002015 | COMPRESSOR, RECIPROCATING, DX | General
D | SERVICES | D30 | HVAC | D3030 | COOLING GENERATING SYSTEMS | D303002 | DIRECT EXPANSION SYSTEMS | D303002001 | HEAT PUMP, WATER-SOURCE, DIRECT-DRIVE | Package Unit
D | SERVICES | D30 | HVAC | D3030 | COOLING GENERATING SYSTEMS | D303002 | DIRECT EXPANSION SYSTEMS | D303002002 | HEAT PUMP, WATER-SOURCE, BELT-DRIVE | Package Unit
D | SERVICES | D30 | HVAC | D3030 | COOLING GENERATING SYSTEMS | D303002 | DIRECT EXPANSION SYSTEMS | D303002003 | COMPUTER ROOM AIR CONDITIONING UNIT, WITH COMPRESSOR | Package Unit
D | SERVICES | D30 | HVAC | D3030 | COOLING GENERATING SYSTEMS | D303002 | DIRECT EXPANSION SYSTEMS | D303002004 | COMPUTER ROOM AIR CONDITIONING UNIT, NO COMPRESSOR | Package Unit
D | SERVICES | D30 | HVAC | D3030 | COOLING GENERATING SYSTEMS | D303002 | DIRECT EXPANSION SYSTEMS | D303002016 | DEHUMIDIFIER, REFRIGERATED | Package Unit
D | SERVICES | D20 | PLUMBING | D2020 | DOMESTIC WATER DISTRIBUTION | D202003 | DOMESTIC WATER EQUIPMENT | D202003015 | METER, WATER - DOMESTIC WATER | Backflow Preventer, Valve
D | SERVICES | D20 | PLUMBING | D2020 | DOMESTIC WATER DISTRIBUTION | D202003 | DOMESTIC WATER EQUIPMENT | D202003010 | FILTER, WATER, MEDIA CARTRIDGE, DOMESTIC WATER | Filter
D | SERVICES | D20 | PLUMBING | D2020 | DOMESTIC WATER DISTRIBUTION | D202003 | DOMESTIC WATER EQUIPMENT | D202003020 | FILTER SYSTEM, DRINKING WATER | Filter
D | SERVICES | D20 | PLUMBING | D2020 | DOMESTIC WATER DISTRIBUTION | D202003 | DOMESTIC WATER EQUIPMENT | D202003032 | CLARIFIER, WATER PLANT | General
D | SERVICES | D20 | PLUMBING | D2020 | DOMESTIC WATER DISTRIBUTION | D202003 | DOMESTIC WATER EQUIPMENT | D202003033 | GRAVITY FILTER, WATER PLANT | General
D | SERVICES | D20 | PLUMBING | D2020 | DOMESTIC WATER DISTRIBUTION | D202003 | DOMESTIC WATER EQUIPMENT | D202003005 | WATER HEATER, STEAM, TANKLESS | Heat Exchanger
D | SERVICES | D20 | PLUMBING | D2020 | DOMESTIC WATER DISTRIBUTION | D202003 | DOMESTIC WATER EQUIPMENT | D202003007 | WATER HEATER, STEAM, WITH STORAGE | Heat Exchanger
D | SERVICES | D20 | PLUMBING | D2020 | DOMESTIC WATER DISTRIBUTION | D202003 | DOMESTIC WATER EQUIPMENT | D202003014 | HEAT EXCHANGER, SHELL AND TUBE, DOMESTIC WATER | Heat Exchanger
D | SERVICES | D20 | PLUMBING | D2020 | DOMESTIC WATER DISTRIBUTION | D202003 | DOMESTIC WATER EQUIPMENT | D202003024 | HEAT EXCHANGER, PLATE AND FRAME, DOMESTIC WATER | Heat Exchanger
D | SERVICES | D20 | PLUMBING | D2020 | DOMESTIC WATER DISTRIBUTION | D202003 | DOMESTIC WATER EQUIPMENT | D202003042 | HEAT EXCHANGER, PLATE AND FRAME, BRAZED, DOMESTIC WATER | Heat Exchanger
D | SERVICES | D20 | PLUMBING | D2020 | DOMESTIC WATER DISTRIBUTION | D202003 | DOMESTIC WATER EQUIPMENT | D202003008 | BOOSTER PUMP SYSTEM, DOMESTIC WATER | Pump
D | SERVICES | D20 | PLUMBING | D2020 | DOMESTIC WATER DISTRIBUTION | D202003 | DOMESTIC WATER EQUIPMENT | D202003016 | PUMP, DOMESTIC WATER | Pump
D | SERVICES | D20 | PLUMBING | D2020 | DOMESTIC WATER DISTRIBUTION | D202003 | DOMESTIC WATER EQUIPMENT | D202003027 | PUMP, CHEMICAL INJECTION - WATER TREATMENT | Pump
D | SERVICES | D20 | PLUMBING | D2020 | DOMESTIC WATER DISTRIBUTION | D202003 | DOMESTIC WATER EQUIPMENT | D202003028 | CHEMICAL INJECTION PUMP SYSTEM - WATER TREATMENT | Pump
D | SERVICES | D20 | PLUMBING | D2020 | DOMESTIC WATER DISTRIBUTION | D202003 | DOMESTIC WATER EQUIPMENT | D202003029 | PUMP, WATER TREATMENT | Pump
D | SERVICES | D20 | PLUMBING | D2020 | DOMESTIC WATER DISTRIBUTION | D202003 | DOMESTIC WATER EQUIPMENT | D202003030 | AGITATOR, NON-SUBMERSIBLE - WATER TREATMENT | Pump
D | SERVICES | D20 | PLUMBING | D2020 | DOMESTIC WATER DISTRIBUTION | D202003 | DOMESTIC WATER EQUIPMENT | D202003031 | PUMP, CHEMICAL INJECTION, HYDRAULIC DIAPHRAGM - WATER TREATMENT | Pump
D | SERVICES | D20 | PLUMBING | D2020 | DOMESTIC WATER DISTRIBUTION | D202003 | DOMESTIC WATER EQUIPMENT | D202003035 | PUMP, CHEMICAL INJECTION, MECHANICAL DIAPHRAGM - WATER TREATMENT | Pump
D | SERVICES | D20 | PLUMBING | D2020 | DOMESTIC WATER DISTRIBUTION | D202003 | DOMESTIC WATER EQUIPMENT | D202003039 | PUMP, VERTICAL TURBINE, WATER PLANT | Pump
D | SERVICES | D20 | PLUMBING | D2020 | DOMESTIC WATER DISTRIBUTION | D202003 | DOMESTIC WATER EQUIPMENT | D202003040 | PUMP, CHEMICAL INJECTION, PERISTALTIC - WATER TREATMENT | Pump
D | SERVICES | D20 | PLUMBING | D2020 | DOMESTIC WATER DISTRIBUTION | D202003 | DOMESTIC WATER EQUIPMENT | D203004019 | AGITATOR, NON-SUBMERSIBLE - EFFLUENT DECONTAMINATION | Pump
D | SERVICES | D20 | PLUMBING | D2020 | DOMESTIC WATER DISTRIBUTION | D202003 | DOMESTIC WATER EQUIPMENT | D202003009 | EXPANSION TANK - DOMESTIC WATER | Tank
D | SERVICES | D20 | PLUMBING | D2020 | DOMESTIC WATER DISTRIBUTION | D202003 | DOMESTIC WATER EQUIPMENT | D202003017 | SEPARATOR, AIR/SOLID - DOMESTIC WATER | Tank
D | SERVICES | D20 | PLUMBING | D2020 | DOMESTIC WATER DISTRIBUTION | D202003 | DOMESTIC WATER EQUIPMENT | D202003025 | TANK, STORAGE - DOMESTIC WATER | Tank
D | SERVICES | D20 | PLUMBING | D2020 | DOMESTIC WATER DISTRIBUTION | D202003 | DOMESTIC WATER EQUIPMENT | D202003036 | TANK, STORAGE - WATER TREATMENT | Tank
D | SERVICES | D20 | PLUMBING | D2020 | DOMESTIC WATER DISTRIBUTION | D202003 | DOMESTIC WATER EQUIPMENT | D202003044 | TANK, PRESSURE - DOMESTIC WATER | Tank
D | SERVICES | D20 | PLUMBING | D2020 | DOMESTIC WATER DISTRIBUTION | D202003 | DOMESTIC WATER EQUIPMENT | D202003001 | WATER HEATER, ELECTRIC, WITH STORAGE, COMMERCIAL | Water Heater
D | SERVICES | D20 | PLUMBING | D2020 | DOMESTIC WATER DISTRIBUTION | D202003 | DOMESTIC WATER EQUIPMENT | D202003002 | WATER HEATER, FUEL OIL | Water Heater
D | SERVICES | D20 | PLUMBING | D2020 | DOMESTIC WATER DISTRIBUTION | D202003 | DOMESTIC WATER EQUIPMENT | D202003003 | WATER HEATER, NATURAL GAS, WITH STORAGE, COMMERCIAL | Water Heater
D | SERVICES | D20 | PLUMBING | D2020 | DOMESTIC WATER DISTRIBUTION | D202003 | DOMESTIC WATER EQUIPMENT | D202003004 | WATER HEATER, SOLAR | Water Heater
D | SERVICES | D20 | PLUMBING | D2020 | DOMESTIC WATER DISTRIBUTION | D202003 | DOMESTIC WATER EQUIPMENT | D202003006 | WATER HEATER, ELECTRIC, TANKLESS, POINT OF USE | Water Heater
D | SERVICES | D20 | PLUMBING | D2020 | DOMESTIC WATER DISTRIBUTION | D202003 | DOMESTIC WATER EQUIPMENT | D202003011 | WATER HEATER, NATURAL GAS, TANKLESS | Water Heater
D | SERVICES | D20 | PLUMBING | D2020 | DOMESTIC WATER DISTRIBUTION | D202003 | DOMESTIC WATER EQUIPMENT | D202003012 | WATER HEATER, ELECTRIC, WITH STORAGE, RESIDENTIAL | Water Heater
D | SERVICES | D20 | PLUMBING | D2020 | DOMESTIC WATER DISTRIBUTION | D202003 | DOMESTIC WATER EQUIPMENT | D202003013 | WATER HEATER, NATURAL GAS, WITH STORAGE, RESIDENTIAL | Water Heater
D | SERVICES | D20 | PLUMBING | D2020 | DOMESTIC WATER DISTRIBUTION | D202003 | DOMESTIC WATER EQUIPMENT | D202003041 | WATER HEATER, ELECTRIC, TANKLESS | Water Heater
D | SERVICES | D20 | PLUMBING | D2020 | DOMESTIC WATER DISTRIBUTION | D202003 | DOMESTIC WATER EQUIPMENT | D202003018 | CHLORINATOR, WATER TREATMENT | Water Treatment
D | SERVICES | D20 | PLUMBING | D2020 | DOMESTIC WATER DISTRIBUTION | D202003 | DOMESTIC WATER EQUIPMENT | D202003019 | CHLORINE DETECTOR, WATER TREATMENT | Water Treatment
D | SERVICES | D20 | PLUMBING | D2020 | DOMESTIC WATER DISTRIBUTION | D202003 | DOMESTIC WATER EQUIPMENT | D202003021 | FLUORIDE SATURATOR, WATER TREATMENT | Water Treatment
D | SERVICES | D20 | PLUMBING | D2020 | DOMESTIC WATER DISTRIBUTION | D202003 | DOMESTIC WATER EQUIPMENT | D202003022 | HACH ANALYZER, WATER TREATMENT | Water Treatment
D | SERVICES | D20 | PLUMBING | D2020 | DOMESTIC WATER DISTRIBUTION | D202003 | DOMESTIC WATER EQUIPMENT | D202003023 | WATER TREATMENT SYSTEM, SURFACE TO POTABLE WATER, PLANT SCALE | Water Treatment
D | SERVICES | D20 | PLUMBING | D2020 | DOMESTIC WATER DISTRIBUTION | D202003 | DOMESTIC WATER EQUIPMENT | D202003026 | BACKWASH SYSTEM, GRANULAR MEDIA GRAVITY FILTER | Water Treatment
D | SERVICES | D20 | PLUMBING | D2020 | DOMESTIC WATER DISTRIBUTION | D202003 | DOMESTIC WATER EQUIPMENT | D202003034 | DRY CHEMICAL FEED STATION - WATER TREATMENT | Water Treatment
D | SERVICES | D20 | PLUMBING | D2020 | DOMESTIC WATER DISTRIBUTION | D202003 | DOMESTIC WATER EQUIPMENT | D202003037 | CHEMICAL FEED STATION, WATER TREATMENT | Water Treatment
D | SERVICES | D20 | PLUMBING | D2020 | DOMESTIC WATER DISTRIBUTION | D202003 | DOMESTIC WATER EQUIPMENT | D202003043 | STRAINER - DOMESTIC WATER | Water Treatment
G | BUILDING SITEWORK | G30 | SITE CIVIL/MECHANICAL UTILITIES | G3020 | SANITARY SEWER | G302006 | DRAIN FIELDS | G302006001 | SEDIMENT BASIN | Water Treatment
D | SERVICES | D20 | PLUMBING | D2010 | PLUMBING FIXTURES | D201006 | DRINKING FOUNTAINS AND COOLERS | D201006002 | REMOTE REFRIGERATION AND FILTRATION UNIT | Condensing Unit
D | SERVICES | D20 | PLUMBING | D2010 | PLUMBING FIXTURES | D201006 | DRINKING FOUNTAINS AND COOLERS | D201006001 | DRINKING FOUNTAIN/BOTTLE FILLER, REFRIGERATED | Drinking Fountain
D | SERVICES | D20 | PLUMBING | D2010 | PLUMBING FIXTURES | D201006 | DRINKING FOUNTAINS AND COOLERS | D201006003 | DRINKING FOUNTAIN/BOTTLE FILLER, NON-REFRIGERATED/REMOTE | Drinking Fountain
G | BUILDING SITEWORK | G40 | SITE ELECTRICAL UTILITIES | G4010 | ELECTRICAL DISTRIBUTION | G401007 | DUCTBANKS, MANHOLES, HANDHOLES, AND RACEWAYS | G401007001 | MANHOLE, ELECTRICAL | Exterior Sitework
G | BUILDING SITEWORK | G40 | SITE ELECTRICAL UTILITIES | G4010 | ELECTRICAL DISTRIBUTION | G401007 | DUCTBANKS, MANHOLES, HANDHOLES, AND RACEWAYS | G401007002 | HANDHOLE, ELECTRICAL | Exterior Sitework
D | SERVICES | D30 | HVAC | D3050 | TERMINAL AND PACKAGE UNITS | D305005 | ELECTRIC HEATING | D305005002 | DUCT HEATER, ELECTRIC, AREA/BLDG-WIDE | Building-Wide
D | SERVICES | D50 | ELECTRICAL | D5090 | OTHER ELECTRICAL SERVICES | D509005 | ELECTRIC HEATING | D509005001 | HEAT TRACE SYSTEM | General
D | SERVICES | D30 | HVAC | D3050 | TERMINAL AND PACKAGE UNITS | D305005 | ELECTRIC HEATING | D305005001 | DUCT HEATER, ELECTRIC | Unit Heater
D | SERVICES | D30 | HVAC | D3060 | CONTROLS AND INSTRUMENTATION | D306002 | ELECTRONIC CONTROLS | D306002001 | CONTROLLER, HVAC | General
D | SERVICES | D20 | PLUMBING | D2010 | PLUMBING FIXTURES | D201099 | EMERGENCY FIXTURES | D201099004 | EMERGENCY PLUMBING FIXTURES, AREA/BLDG-WIDE | Building-Wide
D | SERVICES | D20 | PLUMBING | D2010 | PLUMBING FIXTURES | D201099 | EMERGENCY FIXTURES | D201099001 | EMERGENCY EYE WASH AND SHOWER COMBINATION STATIONS | Plumbing Fixture
D | SERVICES | D20 | PLUMBING | D2010 | PLUMBING FIXTURES | D201099 | EMERGENCY FIXTURES | D201099002 | EMERGENCY EYE WASH | Plumbing Fixture
D | SERVICES | D20 | PLUMBING | D2010 | PLUMBING FIXTURES | D201099 | EMERGENCY FIXTURES | D201099003 | EMERGENCY SHOWER | Plumbing Fixture
D | SERVICES | D20 | PLUMBING | D2010 | PLUMBING FIXTURES | D201099 | EMERGENCY FIXTURES | D201099005 | EMERGENCY EYE WASH AND SHOWER COMBINATION STATIONS, HEALTHCARE | Plumbing Fixture
D | SERVICES | D20 | PLUMBING | D2010 | PLUMBING FIXTURES | D201099 | EMERGENCY FIXTURES | D201099006 | EMERGENCY EYE WASH, HEALTHCARE | Plumbing Fixture
D | SERVICES | D20 | PLUMBING | D2010 | PLUMBING FIXTURES | D201099 | EMERGENCY FIXTURES | D201099007 | EMERGENCY SHOWER, HEALTHCARE | Plumbing Fixture
D | SERVICES | D20 | PLUMBING | D2010 | PLUMBING FIXTURES | D201099 | EMERGENCY FIXTURES | D201099008 | EMERGENCY EYE WASH AND SHOWER COMBINATION STATIONS WITH MIXING VALVE | Plumbing Fixture
D | SERVICES | D20 | PLUMBING | D2010 | PLUMBING FIXTURES | D201099 | EMERGENCY FIXTURES | D201099009 | EMERGENCY EYE WASH WITH MIXING VALVE | Plumbing Fixture
D | SERVICES | D20 | PLUMBING | D2010 | PLUMBING FIXTURES | D201099 | EMERGENCY FIXTURES | D201099010 | EMERGENCY SHOWER WITH MIXING VALVE | Plumbing Fixture
D | SERVICES | D20 | PLUMBING | D2010 | PLUMBING FIXTURES | D201099 | EMERGENCY FIXTURES | D201099011 | EMERGENCY EYE WASH AND SHOWER COMBINATION STATIONS, HEALTHCARE, WITH MIXING VALVE | Plumbing Fixture
D | SERVICES | D20 | PLUMBING | D2010 | PLUMBING FIXTURES | D201099 | EMERGENCY FIXTURES | D201099012 | EMERGENCY EYE WASH, HEALTHCARE, WITH MIXING VALVE | Plumbing Fixture
D | SERVICES | D20 | PLUMBING | D2010 | PLUMBING FIXTURES | D201099 | EMERGENCY FIXTURES | D201099013 | EMERGENCY SHOWER, HEALTHCARE, WITH MIXING VALVE | Plumbing Fixture
D | SERVICES | D50 | ELECTRICAL | D5090 | OTHER ELECTRICAL SERVICES | D509002 | EMERGENCY LIGHTING AND POWER | D509002037 | SEPARATOR, OIL MIST, BLOWER-ASSISTED | Air Compressor, Vacuum
D | SERVICES | D50 | ELECTRICAL | D5090 | OTHER ELECTRICAL SERVICES | D509002 | EMERGENCY LIGHTING AND POWER | D509002020 | EXIT AND EMERGENCY LIGHTING | Building-Wide
D | SERVICES | D50 | ELECTRICAL | D5090 | OTHER ELECTRICAL SERVICES | D509002 | EMERGENCY LIGHTING AND POWER | D509002025 | EMERGENCY LIGHT, UNITARY BATTERY BACK-UP, AREA/BLDG-WIDE | Building-Wide
D | SERVICES | D50 | ELECTRICAL | D5090 | OTHER ELECTRICAL SERVICES | D509002 | EMERGENCY LIGHTING AND POWER | D509002026 | EXIT SIGN, UNITARY, BATTERY BACK-UP, AREA/BLDG-WIDE | Building-Wide
D | SERVICES | D50 | ELECTRICAL | D5090 | OTHER ELECTRICAL SERVICES | D509002 | EMERGENCY LIGHTING AND POWER | D509002027 | EXIT SIGN, NON-UNITARY, BATTERY BACK-UP, AREA/BLDG-WIDE | Building-Wide
D | SERVICES | D50 | ELECTRICAL | D5090 | OTHER ELECTRICAL SERVICES | D509002 | EMERGENCY LIGHTING AND POWER | D509002028 | EXIT SIGN, CENTRAL POWER, AREA/BLDG-WIDE | Building-Wide
D | SERVICES | D50 | ELECTRICAL | D5090 | OTHER ELECTRICAL SERVICES | D509002 | EMERGENCY LIGHTING AND POWER | D509002029 | EXIT EMERGENCY LIGHT, COMBINATION, UNITARY, BATTERY BACK-UP, AREA/BLDG-WIDE | Building-Wide
D | SERVICES | D50 | ELECTRICAL | D5090 | OTHER ELECTRICAL SERVICES | D509002 | EMERGENCY LIGHTING AND POWER | D509002030 | EXIT SIGN, SELF-ILLUMINATING, AREA/BLDG-WIDE | Building-Wide
D | SERVICES | D50 | ELECTRICAL | D5090 | OTHER ELECTRICAL SERVICES | D509002 | EMERGENCY LIGHTING AND POWER | D509002031 | RADIATOR, REMOTE, GENERATOR, DIRECT-DRIVE | Condensing Unit
D | SERVICES | D50 | ELECTRICAL | D5090 | OTHER ELECTRICAL SERVICES | D509002 | EMERGENCY LIGHTING AND POWER | D509002032 | RADIATOR, REMOTE, GENERATOR, BELT-DRIVE | Condensing Unit
D | SERVICES | D50 | ELECTRICAL | D5090 | OTHER ELECTRICAL SERVICES | D509002 | EMERGENCY LIGHTING AND POWER | D509002038 | SILENCER, EXHAUST, GENERATOR | Damper
D | SERVICES | D50 | ELECTRICAL | D5090 | OTHER ELECTRICAL SERVICES | D509002 | EMERGENCY LIGHTING AND POWER | D509002001 | TRANSFER SWITCH, AUTOMATIC | Electrical Panel, Switch
D | SERVICES | D50 | ELECTRICAL | D5090 | OTHER ELECTRICAL SERVICES | D509002 | EMERGENCY LIGHTING AND POWER | D509002002 | TRANSFER SWITCH, MANUAL | Electrical Panel, Switch
D | SERVICES | D50 | ELECTRICAL | D5090 | OTHER ELECTRICAL SERVICES | D509002 | EMERGENCY LIGHTING AND POWER | D509002003 | BATTERY CHARGER | Electrical Panel, Switch
D | SERVICES | D50 | ELECTRICAL | D5090 | OTHER ELECTRICAL SERVICES | D509002 | EMERGENCY LIGHTING AND POWER | D509002004 | BATTERY SYSTEM, REMOTE, EMERGENCY LIGHTING | Electrical Panel, Switch
D | SERVICES | D50 | ELECTRICAL | D5090 | OTHER ELECTRICAL SERVICES | D509002 | EMERGENCY LIGHTING AND POWER | D509002005 | BATTERY | Electrical Panel, Switch
D | SERVICES | D50 | ELECTRICAL | D5090 | OTHER ELECTRICAL SERVICES | D509002 | EMERGENCY LIGHTING AND POWER | D509002006 | BATTERY, ALKALINE | Electrical Panel, Switch
D | SERVICES | D50 | ELECTRICAL | D5090 | OTHER ELECTRICAL SERVICES | D509002 | EMERGENCY LIGHTING AND POWER | D509002007 | BATTERY, FLOODED LEAD ACID | Electrical Panel, Switch
D | SERVICES | D50 | ELECTRICAL | D5090 | OTHER ELECTRICAL SERVICES | D509002 | EMERGENCY LIGHTING AND POWER | D509002008 | BATTERY, NICKEL CADMIUM | Electrical Panel, Switch
D | SERVICES | D50 | ELECTRICAL | D5090 | OTHER ELECTRICAL SERVICES | D509002 | EMERGENCY LIGHTING AND POWER | D509002013 | UNINTERRUPTIBLE POWER SUPPLY, STATIC, PACKAGE | Electrical Panel, Switch
D | SERVICES | D50 | ELECTRICAL | D5090 | OTHER ELECTRICAL SERVICES | D509002 | EMERGENCY LIGHTING AND POWER | D509002022 | UNINTERRUPTIBLE POWER SUPPLY, ROTARY | Electrical Panel, Switch
D | SERVICES | D50 | ELECTRICAL | D5090 | OTHER ELECTRICAL SERVICES | D509002 | EMERGENCY LIGHTING AND POWER | D509002033 | UNINTERRUPTIBLE POWER SUPPLY, POINT OF USE | Electrical Panel, Switch
D | SERVICES | D50 | ELECTRICAL | D5090 | OTHER ELECTRICAL SERVICES | D509002 | EMERGENCY LIGHTING AND POWER | D509002034 | CONTROLLER, UNINTERRUPTIBLE POWER SUPPLY | Electrical Panel, Switch
D | SERVICES | D50 | ELECTRICAL | D5090 | OTHER ELECTRICAL SERVICES | D509002 | EMERGENCY LIGHTING AND POWER | D509002035 | BATTERY BANK | Electrical Panel, Switch
D | SERVICES | D50 | ELECTRICAL | D5090 | OTHER ELECTRICAL SERVICES | D509002 | EMERGENCY LIGHTING AND POWER | D509002010 | EMERGENCY LIGHT, UNITARY BATTERY | Emergency Light
D | SERVICES | D50 | ELECTRICAL | D5090 | OTHER ELECTRICAL SERVICES | D509002 | EMERGENCY LIGHTING AND POWER | D509002011 | EXIT SIGN, UNITARY BATTERY | Emergency Light
D | SERVICES | D50 | ELECTRICAL | D5090 | OTHER ELECTRICAL SERVICES | D509002 | EMERGENCY LIGHTING AND POWER | D509002018 | EXIT SIGN, NON-UNITARY BATTERY | Emergency Light
D | SERVICES | D50 | ELECTRICAL | D5090 | OTHER ELECTRICAL SERVICES | D509002 | EMERGENCY LIGHTING AND POWER | D509002019 | EXIT SIGN, CENTRAL POWER | Emergency Light
D | SERVICES | D50 | ELECTRICAL | D5090 | OTHER ELECTRICAL SERVICES | D509002 | EMERGENCY LIGHTING AND POWER | D509002023 | EXIT EMERGENCY LIGHT, COMBINATION, UNITARY BATTERY | Emergency Light
D | SERVICES | D50 | ELECTRICAL | D5090 | OTHER ELECTRICAL SERVICES | D509002 | EMERGENCY LIGHTING AND POWER | D509002024 | EXIT SIGN, SELF-ILLUMINATING | Emergency Light
D | SERVICES | D50 | ELECTRICAL | D5090 | OTHER ELECTRICAL SERVICES | D509002 | EMERGENCY LIGHTING AND POWER | D509002036 | SEPARATOR, OIL MIST, STATIC | Filter
D | SERVICES | D50 | ELECTRICAL | D5090 | OTHER ELECTRICAL SERVICES | D509002 | EMERGENCY LIGHTING AND POWER | D509002039 | DIESEL PARTICULATE FILTER, ACTIVE, GENERATOR | Filter
D | SERVICES | D50 | ELECTRICAL | D5090 | OTHER ELECTRICAL SERVICES | D509002 | EMERGENCY LIGHTING AND POWER | D509002009 | EMERGENCY GENERATOR, DIESEL | Generator
D | SERVICES | D50 | ELECTRICAL | D5090 | OTHER ELECTRICAL SERVICES | D509002 | EMERGENCY LIGHTING AND POWER | D509002012 | GENERATOR, DIESEL, PORTABLE | Generator
D | SERVICES | D50 | ELECTRICAL | D5090 | OTHER ELECTRICAL SERVICES | D509002 | EMERGENCY LIGHTING AND POWER | D509002015 | EMERGENCY GENERATOR, NATURAL GAS | Generator
D | SERVICES | D50 | ELECTRICAL | D5090 | OTHER ELECTRICAL SERVICES | D509002 | EMERGENCY LIGHTING AND POWER | D509002016 | EMERGENCY GENERATOR, GASOLINE | Generator
D | SERVICES | D50 | ELECTRICAL | D5090 | OTHER ELECTRICAL SERVICES | D509002 | EMERGENCY LIGHTING AND POWER | D509002017 | ENGINE, DIESEL | Generator
D | SERVICES | D50 | ELECTRICAL | D5090 | OTHER ELECTRICAL SERVICES | D509002 | EMERGENCY LIGHTING AND POWER | D509002021 | GENERATOR, PORTABLE, GASOLINE | Generator
D | SERVICES | D50 | ELECTRICAL | D5090 | OTHER ELECTRICAL SERVICES | D509002 | EMERGENCY LIGHTING AND POWER | D509002040 | EMERGENCY POWER, RECEPTACLE | Generator
D | SERVICES | D50 | ELECTRICAL | D5090 | OTHER ELECTRICAL SERVICES | D509002 | EMERGENCY LIGHTING AND POWER | D509002014 | LOAD BANK, RESISTIVE/REACTIVE | Load Bank
D | SERVICES | D50 | ELECTRICAL | D5010 | ELECTRICAL SERVICE AND DISTRIBUTION | D501006 | ENCLOSED CIRCUIT BREAKERS | D501006001 | BREAKER, HIGH VOLTAGE, VACUUM | Electrical Panel, Switch
D | SERVICES | D50 | ELECTRICAL | D5010 | ELECTRICAL SERVICE AND DISTRIBUTION | D501006 | ENCLOSED CIRCUIT BREAKERS | D501006002 | BREAKER, MOLDED CASE | Electrical Panel, Switch
D | SERVICES | D50 | ELECTRICAL | D5010 | ELECTRICAL SERVICE AND DISTRIBUTION | D501006 | ENCLOSED CIRCUIT BREAKERS | D501006003 | BREAKER, HIGH VOLTAGE, GAS-FILLED, SF6 | Electrical Panel, Switch
D | SERVICES | D50 | ELECTRICAL | D5090 | OTHER ELECTRICAL SERVICES | D509006 | ENERGY MANAGEMENT CONTROL SYSTEM | D509006002 | METERING DEVICES AND PROTECTIVE RELAYS | Electrical Panel, Switch
D | SERVICES | D50 | ELECTRICAL | D5090 | OTHER ELECTRICAL SERVICES | D509006 | ENERGY MANAGEMENT CONTROL SYSTEM | D509006003 | METERING DEVICES AND PROTECTIVE RELAYS, HIGH VOLTAGE | Electrical Panel, Switch
D | SERVICES | D50 | ELECTRICAL | D5090 | OTHER ELECTRICAL SERVICES | D509006 | ENERGY MANAGEMENT CONTROL SYSTEM | D509006004 | METER, ELECTRIC | Electrical Panel, Switch
D | SERVICES | D50 | ELECTRICAL | D5090 | OTHER ELECTRICAL SERVICES | D509006 | ENERGY MANAGEMENT CONTROL SYSTEM | D509006006 | METERING DEVICES AND PROTECTIVE RELAYS, LOW VOLTAGE | Electrical Panel, Switch
D | SERVICES | D50 | ELECTRICAL | D5090 | OTHER ELECTRICAL SERVICES | D509006 | ENERGY MANAGEMENT CONTROL SYSTEM | D509006007 | SURGE ARRESTOR | Electrical Panel, Switch
D | SERVICES | D50 | ELECTRICAL | D5090 | OTHER ELECTRICAL SERVICES | D509006 | ENERGY MANAGEMENT CONTROL SYSTEM | D509006008 | POWER INVERTER, ALTERNATIVE ENERGY | Electrical Panel, Switch
D | SERVICES | D50 | ELECTRICAL | D5090 | OTHER ELECTRICAL SERVICES | D509006 | ENERGY MANAGEMENT CONTROL SYSTEM | D509006010 | SURGE PROTECTION DEVICE | Electrical Panel, Switch
D | SERVICES | D50 | ELECTRICAL | D5090 | OTHER ELECTRICAL SERVICES | D509006 | ENERGY MANAGEMENT CONTROL SYSTEM | D509006005 | POWER CONDITIONER, LOW VOLTAGE | Transformer
D | SERVICES | D50 | ELECTRICAL | D5090 | OTHER ELECTRICAL SERVICES | D509006 | ENERGY MANAGEMENT CONTROL SYSTEM | D509006009 | TRANSFORMER, CONTROL | Transformer
D | SERVICES | D50 | ELECTRICAL | D5090 | OTHER ELECTRICAL SERVICES | D509006 | ENERGY MANAGEMENT CONTROL SYSTEM | D509006001 | VARIABLE FREQUENCY DRIVE | VFD
D | SERVICES | D30 | HVAC | D3020 | HEAT GENERATING SYSTEMS | D302006 | EQUIPMENT THERMAL INSULATION | D302006001 | INSULATION, BOILER AND SUPPORT SYSTEMS | Building-Wide
D | SERVICES | D30 | HVAC | D3020 | HEAT GENERATING SYSTEMS | D302006 | EQUIPMENT THERMAL INSULATION | D302006002 | BREECHING, BOILER, BURNER, GAS TURBINE | General
D | SERVICES | D30 | HVAC | D3020 | HEAT GENERATING SYSTEMS | D302006 | EQUIPMENT THERMAL INSULATION | D302006003 | REFRACTORY, BOILER OR BURNER | General
D | SERVICES | D30 | HVAC | D3040 | DISTRIBUTION SYSTEMS | D304007 | EXHAUST SYSTEMS | D304007008 | AIR HANDLING UNIT, EXHAUST | Air Handler
D | SERVICES | D30 | HVAC | D3040 | DISTRIBUTION SYSTEMS | D304007 | EXHAUST SYSTEMS | D304007018 | AIR HANDLING UNIT, EXHAUST, OUTDOOR | Air Handler
D | SERVICES | D30 | HVAC | D3040 | DISTRIBUTION SYSTEMS | D304007 | EXHAUST SYSTEMS | D304007022 | FANS, EXHAUST, SURFACE-MOUNT, AREA/BLDG-WIDE | Building-Wide
D | SERVICES | D30 | HVAC | D3040 | DISTRIBUTION SYSTEMS | D304007 | EXHAUST SYSTEMS | D304007017 | LOUVER | Damper
D | SERVICES | D30 | HVAC | D3040 | DISTRIBUTION SYSTEMS | D304007 | EXHAUST SYSTEMS | D304007002 | FAN, AXIAL, EXHAUST, DIRECT-DRIVE | Fan
D | SERVICES | D30 | HVAC | D3040 | DISTRIBUTION SYSTEMS | D304007 | EXHAUST SYSTEMS | D304007003 | FAN, CENTRIFUGAL, EXHAUST, DIRECT-DRIVE | Fan
D | SERVICES | D30 | HVAC | D3040 | DISTRIBUTION SYSTEMS | D304007 | EXHAUST SYSTEMS | D304007004 | FAN, MIXED-FLOW, EXHAUST, DIRECT-DRIVE | Fan
D | SERVICES | D30 | HVAC | D3040 | DISTRIBUTION SYSTEMS | D304007 | EXHAUST SYSTEMS | D304007005 | FAN, AXIAL, EXHAUST, BELT-DRIVE | Fan
D | SERVICES | D30 | HVAC | D3040 | DISTRIBUTION SYSTEMS | D304007 | EXHAUST SYSTEMS | D304007006 | FAN, CENTRIFUGAL, EXHAUST, BELT-DRIVE | Fan
D | SERVICES | D30 | HVAC | D3040 | DISTRIBUTION SYSTEMS | D304007 | EXHAUST SYSTEMS | D304007007 | FAN, MIXED-FLOW, EXHAUST, BELT-DRIVE | Fan
D | SERVICES | D30 | HVAC | D3040 | DISTRIBUTION SYSTEMS | D304007 | EXHAUST SYSTEMS | D304007009 | FAN, HIGH PLUME, HIGH DILUTION, DIRECT-DRIVE | Fan
D | SERVICES | D30 | HVAC | D3040 | DISTRIBUTION SYSTEMS | D304007 | EXHAUST SYSTEMS | D304007010 | FAN, HIGH PLUME, HIGH DILUTION, BELT-DRIVE | Fan
D | SERVICES | D30 | HVAC | D3040 | DISTRIBUTION SYSTEMS | D304007 | EXHAUST SYSTEMS | D304007011 | FAN, CENTRIFUGAL, SMOKE, DIRECT-DRIVE | Fan
D | SERVICES | D30 | HVAC | D3040 | DISTRIBUTION SYSTEMS | D304007 | EXHAUST SYSTEMS | D304007012 | FAN, CENTRIFUGAL, SMOKE, BELT-DRIVE | Fan
D | SERVICES | D30 | HVAC | D3040 | DISTRIBUTION SYSTEMS | D304007 | EXHAUST SYSTEMS | D304007013 | FAN, AXIAL, SMOKE, DIRECT-DRIVE | Fan
D | SERVICES | D30 | HVAC | D3040 | DISTRIBUTION SYSTEMS | D304007 | EXHAUST SYSTEMS | D304007014 | FAN, AXIAL, SMOKE, BELT-DRIVE | Fan
D | SERVICES | D30 | HVAC | D3040 | DISTRIBUTION SYSTEMS | D304007 | EXHAUST SYSTEMS | D304007015 | FAN, MIXED-FLOW, SMOKE, DIRECT-DRIVE | Fan
D | SERVICES | D30 | HVAC | D3040 | DISTRIBUTION SYSTEMS | D304007 | EXHAUST SYSTEMS | D304007016 | FAN, MIXED-FLOW, SMOKE, BELT-DRIVE | Fan
D | SERVICES | D30 | HVAC | D3040 | DISTRIBUTION SYSTEMS | D304007 | EXHAUST SYSTEMS | D304007020 | FAN, EXHAUST, SURFACE-MOUNT | Fan
D | SERVICES | D30 | HVAC | D3040 | DISTRIBUTION SYSTEMS | D304007 | EXHAUST SYSTEMS | D304007001 | EXHAUST SYSTEM, CHIMNEY | Hood
D | SERVICES | D30 | HVAC | D3040 | DISTRIBUTION SYSTEMS | D304007 | EXHAUST SYSTEMS | D304007019 | VENTED GAS CONTAINER CABINET | Hood
D | SERVICES | D30 | HVAC | D3040 | DISTRIBUTION SYSTEMS | D304007 | EXHAUST SYSTEMS | D304007021 | KITCHEN HOOD, VENTLESS | Hood
B | SHELL | B20 | EXTERIOR ENCLOSURE | B2010 | EXTERIOR WALLS | B201010 | EXTERIOR COATINGS | B201010001 | FINISHES, EXTERIOR WALL, GENERAL | Building-Wide
B | SHELL | B20 | EXTERIOR ENCLOSURE | B2030 | EXTERIOR DOORS | B203008 | EXTERIOR DOOR HARDWARE | B203008002 | DOOR LOCK, EXTERIOR | Access Point
B | SHELL | B20 | EXTERIOR ENCLOSURE | B2030 | EXTERIOR DOORS | B203008 | EXTERIOR DOOR HARDWARE | B203008001 | DOORS AND HARDWARE, EXTERIOR | Building-Wide
G | BUILDING SITEWORK | G20 | SITE IMPROVEMENTS | G2040 | SITE DEVELOPMENT | G204003 | EXTERIOR FURNISHINGS | G204003001 | BENCH, SITE, WOOD, IPE | General
G | BUILDING SITEWORK | G20 | SITE IMPROVEMENTS | G2040 | SITE DEVELOPMENT | G204003 | EXTERIOR FURNISHINGS | G204003002 | SITE FEATURES, SPECIALTY, WOOD | General
B | SHELL | B20 | EXTERIOR ENCLOSURE | B2020 | EXTERIOR WINDOWS | B202004 | EXTERIOR GLAZING | B202004001 | WINDOWS, CURTAINWALL, AND STOREFRONT | Building-Wide
G | BUILDING SITEWORK | G40 | SITE ELECTRICAL UTILITIES | G4020 | SITE LIGHTING | G402006 | EXTERIOR LIGHTING FIXTURES AND CONTROLS | G402006001 | LIGHTING, EXTERIOR, STANCHION-MOUNTED | General
G | BUILDING SITEWORK | G40 | SITE ELECTRICAL UTILITIES | G4020 | SITE LIGHTING | G402006 | EXTERIOR LIGHTING FIXTURES AND CONTROLS | G402006002 | LIGHTING, EXTERIOR, POST LANTERN | General
D | SERVICES | D30 | HVAC | D3050 | TERMINAL AND PACKAGE UNITS | D305003 | FAN COIL UNITS | D305003001 | UNIT HEATER, CABINET | Air Handler
D | SERVICES | D30 | HVAC | D3050 | TERMINAL AND PACKAGE UNITS | D305003 | FAN COIL UNITS | D305003002 | FAN COIL UNIT | Air Handler
D | SERVICES | D30 | HVAC | D3050 | TERMINAL AND PACKAGE UNITS | D305003 | FAN COIL UNITS | D305003003 | FAN COIL UNIT WITH FIRE DAMPER | Air Handler
D | SERVICES | D30 | HVAC | D3050 | TERMINAL AND PACKAGE UNITS | D305003 | FAN COIL UNITS | D305003004 | FAN COIL UNITS, AREA/BLDG-WIDE | Building-Wide
G | BUILDING SITEWORK | G20 | SITE IMPROVEMENTS | G2040 | SITE DEVELOPMENT | G204001 | FENCING AND GATES | G204001001 | GATE | Door
G | BUILDING SITEWORK | G20 | SITE IMPROVEMENTS | G2040 | SITE DEVELOPMENT | G204001 | FENCING AND GATES | G204001002 | GATE, CHAIN LINK FENCE | Door
G | BUILDING SITEWORK | G20 | SITE IMPROVEMENTS | G2040 | SITE DEVELOPMENT | G204001 | FENCING AND GATES | G204001003 | GATE, VEHICULAR, SLIDING, ELECTRIC | Door
G | BUILDING SITEWORK | G20 | SITE IMPROVEMENTS | G2040 | SITE DEVELOPMENT | G204001 | FENCING AND GATES | G204001004 | GATE, VEHICULAR, SWINGING, ELECTRIC | Door
D | SERVICES | D30 | HVAC | D3050 | TERMINAL AND PACKAGE UNITS | D305004 | FIN TUBE RADIATION | D305004007 | RADIATORS, STEAM OR HYDRONIC, AREA/BLDG-WIDE | Building-Wide
D | SERVICES | D30 | HVAC | D3050 | TERMINAL AND PACKAGE UNITS | D305004 | FIN TUBE RADIATION | D305004008 | CHILLED BEAMS, AREA/BLDG-WIDE | Building-Wide
D | SERVICES | D30 | HVAC | D3050 | TERMINAL AND PACKAGE UNITS | D305004 | FIN TUBE RADIATION | D305004009 | RADIANT PANELS, STEAM OR HYDRONIC, AREA/BLDG-WIDE | Building-Wide
D | SERVICES | D30 | HVAC | D3050 | TERMINAL AND PACKAGE UNITS | D305004 | FIN TUBE RADIATION | D305004001 | CHILLED BEAM | General
D | SERVICES | D30 | HVAC | D3050 | TERMINAL AND PACKAGE UNITS | D305004 | FIN TUBE RADIATION | D305004006 | CONVECTORS, HYDRONIC | General
D | SERVICES | D30 | HVAC | D3050 | TERMINAL AND PACKAGE UNITS | D305004 | FIN TUBE RADIATION | D305004002 | RADIATOR, STEAM | Heat Exchanger
D | SERVICES | D30 | HVAC | D3050 | TERMINAL AND PACKAGE UNITS | D305004 | FIN TUBE RADIATION | D305004003 | RADIANT PANEL, STEAM | Heat Exchanger
D | SERVICES | D30 | HVAC | D3050 | TERMINAL AND PACKAGE UNITS | D305004 | FIN TUBE RADIATION | D305004004 | RADIATOR, HYDRONIC | Heat Exchanger
D | SERVICES | D30 | HVAC | D3050 | TERMINAL AND PACKAGE UNITS | D305004 | FIN TUBE RADIATION | D305004005 | RADIANT PANEL, HYDRONIC | Heat Exchanger
D | SERVICES | D50 | ELECTRICAL | D5030 | COMMUNICATIONS AND SECURITY | D503001 | FIRE ALARM SYSTEMS | D503001004 | SWITCH, CONTROL, AUTOMATIC - FIRE SUPPRESSION | Backflow Preventer, Valve
D | SERVICES | D50 | ELECTRICAL | D5030 | COMMUNICATIONS AND SECURITY | D503001 | FIRE ALARM SYSTEMS | D503001005 | SWITCH, GAS PRESSURE - FIRE SUPPRESSION | Backflow Preventer, Valve
D | SERVICES | D50 | ELECTRICAL | D5030 | COMMUNICATIONS AND SECURITY | D503001 | FIRE ALARM SYSTEMS | D503001015 | FIRE ALARM DEVICES | Building-Wide
D | SERVICES | D50 | ELECTRICAL | D5030 | COMMUNICATIONS AND SECURITY | D503001 | FIRE ALARM SYSTEMS | D503001001 | CURTAIN, SMOKE | Door
D | SERVICES | D50 | ELECTRICAL | D5030 | COMMUNICATIONS AND SECURITY | D503001 | FIRE ALARM SYSTEMS | D503001002 | SHUTTER, POWERED | Door
D | SERVICES | D50 | ELECTRICAL | D5030 | COMMUNICATIONS AND SECURITY | D503001 | FIRE ALARM SYSTEMS | D503001030 | HATCH, SMOKE EVACUATION, AUTOMATIC | Door
D | SERVICES | D50 | ELECTRICAL | D5030 | COMMUNICATIONS AND SECURITY | D503001 | FIRE ALARM SYSTEMS | D503001007 | ANNUNCIATOR, FIRE ALARM | Fire Alarm, Security
D | SERVICES | D50 | ELECTRICAL | D5030 | COMMUNICATIONS AND SECURITY | D503001 | FIRE ALARM SYSTEMS | D503001008 | FIRE ALARM SYSTEM, POINT ADDRESSABLE | Fire Alarm, Security
D | SERVICES | D50 | ELECTRICAL | D5030 | COMMUNICATIONS AND SECURITY | D503001 | FIRE ALARM SYSTEMS | D503001014 | FIRE ALARM POWER PANEL | Fire Alarm, Security
D | SERVICES | D50 | ELECTRICAL | D5030 | COMMUNICATIONS AND SECURITY | D503001 | FIRE ALARM SYSTEMS | D503001018 | SMOKE CONTROL SYSTEM | Fire Alarm, Security
D | SERVICES | D50 | ELECTRICAL | D5030 | COMMUNICATIONS AND SECURITY | D503001 | FIRE ALARM SYSTEMS | D503001019 | STAIRWELL PRESSURIZATION SYSTEM | Fire Alarm, Security
D | SERVICES | D50 | ELECTRICAL | D5030 | COMMUNICATIONS AND SECURITY | D503001 | FIRE ALARM SYSTEMS | D503001020 | AUTOMATIC CLOSING ASSEMBLY | Fire Alarm, Security
D | SERVICES | D50 | ELECTRICAL | D5030 | COMMUNICATIONS AND SECURITY | D503001 | FIRE ALARM SYSTEMS | D503001021 | FIRE ALARM CONTROL PANEL, REMOTE | Fire Alarm, Security
D | SERVICES | D50 | ELECTRICAL | D5030 | COMMUNICATIONS AND SECURITY | D503001 | FIRE ALARM SYSTEMS | D503001022 | FIRE ALARM CONTROL PANEL, NOTIFICATION APPLIANCE | Fire Alarm, Security
D | SERVICES | D50 | ELECTRICAL | D5030 | COMMUNICATIONS AND SECURITY | D503001 | FIRE ALARM SYSTEMS | D503001023 | FIRE ALARM CONTROL PANEL, MAIN | Fire Alarm, Security
D | SERVICES | D50 | ELECTRICAL | D5030 | COMMUNICATIONS AND SECURITY | D503001 | FIRE ALARM SYSTEMS | D503001024 | FIRE ALARM SYSTEM, NON-ADDRESSABLE | Fire Alarm, Security
D | SERVICES | D50 | ELECTRICAL | D5030 | COMMUNICATIONS AND SECURITY | D503001 | FIRE ALARM SYSTEMS | D503001025 | COMMUNICATOR, FIRE ALARM | Fire Alarm, Security
D | SERVICES | D50 | ELECTRICAL | D5030 | COMMUNICATIONS AND SECURITY | D503001 | FIRE ALARM SYSTEMS | D503001026 | SMOKEPROOF ENCLOSURE, MECHANICALLY-VENTILATED | Fire Alarm, Security
D | SERVICES | D50 | ELECTRICAL | D5030 | COMMUNICATIONS AND SECURITY | D503001 | FIRE ALARM SYSTEMS | D503001027 | ANTENNA, FIRE ALARM SYSTEM | Fire Alarm, Security
D | SERVICES | D50 | ELECTRICAL | D5030 | COMMUNICATIONS AND SECURITY | D503001 | FIRE ALARM SYSTEMS | D503001028 | AMPLIFIER, FIRE ALARM SYSTEM | Fire Alarm, Security
D | SERVICES | D50 | ELECTRICAL | D5030 | COMMUNICATIONS AND SECURITY | D503001 | FIRE ALARM SYSTEMS | D503001029 | TERMINAL CABINET, FIRE ALARM SYSTEM | Fire Alarm, Security
D | SERVICES | D50 | ELECTRICAL | D5030 | COMMUNICATIONS AND SECURITY | D503001 | FIRE ALARM SYSTEMS | D503001003 | SWITCH, TAMPER - FIRE SUPPRESSION | General
D | SERVICES | D50 | ELECTRICAL | D5030 | COMMUNICATIONS AND SECURITY | D503001 | FIRE ALARM SYSTEMS | D503001006 | SWITCH, FLOW - FIRE SUPPRESSION | General
D | SERVICES | D50 | ELECTRICAL | D5030 | COMMUNICATIONS AND SECURITY | D503001 | FIRE ALARM SYSTEMS | D503001009 | HEAT DETECTOR | General
D | SERVICES | D50 | ELECTRICAL | D5030 | COMMUNICATIONS AND SECURITY | D503001 | FIRE ALARM SYSTEMS | D503001010 | AUDIBLE VISIBLE DEVICE | General
D | SERVICES | D50 | ELECTRICAL | D5030 | COMMUNICATIONS AND SECURITY | D503001 | FIRE ALARM SYSTEMS | D503001011 | MANUAL PULL STATION | General
D | SERVICES | D50 | ELECTRICAL | D5030 | COMMUNICATIONS AND SECURITY | D503001 | FIRE ALARM SYSTEMS | D503001012 | SMOKE DETECTOR | General
D | SERVICES | D50 | ELECTRICAL | D5030 | COMMUNICATIONS AND SECURITY | D503001 | FIRE ALARM SYSTEMS | D503001013 | FIREMAN PHONE JACK | General
D | SERVICES | D50 | ELECTRICAL | D5030 | COMMUNICATIONS AND SECURITY | D503001 | FIRE ALARM SYSTEMS | D503001016 | AUDIBLE DEVICE | General
D | SERVICES | D50 | ELECTRICAL | D5030 | COMMUNICATIONS AND SECURITY | D503001 | FIRE ALARM SYSTEMS | D503001017 | VISIBLE DEVICE | General
C | INTERIORS | C10 | INTERIOR CONSTRUCTION | C1020 | INTERIOR DOORS | C102003 | FIRE DOORS | C102003002 | DOORS AND HARDWARE, INTERIOR, FIRE-RATED, AREA/BLDG-WIDE | Building-Wide
C | INTERIORS | C10 | INTERIOR CONSTRUCTION | C1020 | INTERIOR DOORS | C102003 | FIRE DOORS | C102003001 | DOOR, INTERIOR, FIRE-RATED, SWINGING | Door
C | INTERIORS | C10 | INTERIOR CONSTRUCTION | C1030 | FITTINGS | C103007 | FIRE EXTINGUISHER CABINETS | C103007001 | FIRE EXTINGUISHER CABINET | Fire Suppression
D | SERVICES | D40 | FIRE PROTECTION | D4030 | FIRE PROTECTION SPECIALTIES | D403001 | FIRE EXTINGUISHING DEVICES | D403001002 | FIRE EXTINGUISHERS, AREA/BLDG-WIDE | Building-Wide
D | SERVICES | D40 | FIRE PROTECTION | D4030 | FIRE PROTECTION SPECIALTIES | D403001 | FIRE EXTINGUISHING DEVICES | D403001001 | FIRE EXTINGUISHER | Fire Suppression
G | BUILDING SITEWORK | G30 | SITE CIVIL/MECHANICAL UTILITIES | G3010 | WATER SUPPLY | G301004 | FIRE PROTECTION WATER DISTRIBUTION | G301004001 | FIRE HYDRANT, WET OR DRY BARREL | Backflow Preventer, Valve
C | INTERIORS | C10 | INTERIOR CONSTRUCTION | C1010 | PARTITIONS | C101001 | FIXED PARTITIONS | C101001002 | FIRE/SMOKE RATED, WALL | Building-wide
C | INTERIORS | C10 | INTERIOR CONSTRUCTION | C1010 | PARTITIONS | C101001 | FIXED PARTITIONS | C101001001 | PARTITION, FIXED | Door
G | BUILDING SITEWORK | G20 | SITE IMPROVEMENTS | G2040 | SITE DEVELOPMENT | G204009 | FLAGPOLES | G204009001 | FLAG POLE, POWERED | General
D | SERVICES | D20 | PLUMBING | D2030 | SANITARY WASTE | D203003 | FLOOR DRAINS | D203003001 | FLOOR DRAIN | Building-Wide
B | SHELL | B10 | SUPERSTRUCTURE | B1010 | FLOOR CONSTRUCTION | B101006 | FLOOR RACEWAY SYSTEMS | B101006001 | FLOOR RACEWAY, ELECTRICAL | Building-Wide
D | SERVICES | D40 | FIRE PROTECTION | D4090 | OTHER FIRE PROTECTION SYSTEMS | D409002 | FOAM GENERATING EQUIPMENT | D409002001 | FIRE SUPPRESSION SYSTEM, WET CHEMICAL | Fire Suppression
D | SERVICES | D40 | FIRE PROTECTION | D4090 | OTHER FIRE PROTECTION SYSTEMS | D409002 | FOAM GENERATING EQUIPMENT | D409002002 | ALARM, FIRE SUPPRESSION, WET CHEMICAL | Fire Suppression
D | SERVICES | D40 | FIRE PROTECTION | D4090 | OTHER FIRE PROTECTION SYSTEMS | D409002 | FOAM GENERATING EQUIPMENT | D409002003 | SWITCH, MANUAL OVERRIDE, FIRE SUPPRESSION, WET CHEMICAL | Fire Suppression
D | SERVICES | D40 | FIRE PROTECTION | D4090 | OTHER FIRE PROTECTION SYSTEMS | D409002 | FOAM GENERATING EQUIPMENT | D409002005 | MONITOR, FIRE SUPPRESSION | Fire Suppression
D | SERVICES | D40 | FIRE PROTECTION | D4090 | OTHER FIRE PROTECTION SYSTEMS | D409002 | FOAM GENERATING EQUIPMENT | D409002006 | PROPORTIONER, FIRE, WET CHEMICAL | Fire Suppression
D | SERVICES | D40 | FIRE PROTECTION | D4090 | OTHER FIRE PROTECTION SYSTEMS | D409002 | FOAM GENERATING EQUIPMENT | D409002007 | FIRE SUPPRESSION SYSTEM, FOAM-WATER | Fire Suppression
D | SERVICES | D40 | FIRE PROTECTION | D4090 | OTHER FIRE PROTECTION SYSTEMS | D409002 | FOAM GENERATING EQUIPMENT | D409002004 | TANK, FIRE, WET CHEMICAL | Tank
E | EQUIPMENT AND FURNISHINGS | E10 | EQUIPMENT | E1090 | OTHER EQUIPMENT | E109002 | FOOD SERVICE EQUIPMENT | E109002002 | BEVERAGE DISPENSER, CARBONATED | Food Service
E | EQUIPMENT AND FURNISHINGS | E10 | EQUIPMENT | E1090 | OTHER EQUIPMENT | E109002 | FOOD SERVICE EQUIPMENT | E109002003 | BRAISING PAN | Food Service
E | EQUIPMENT AND FURNISHINGS | E10 | EQUIPMENT | E1090 | OTHER EQUIPMENT | E109002 | FOOD SERVICE EQUIPMENT | E109002004 | BREAD SLICER | Food Service
E | EQUIPMENT AND FURNISHINGS | E10 | EQUIPMENT | E1090 | OTHER EQUIPMENT | E109002 | FOOD SERVICE EQUIPMENT | E109002005 | BROILER, CONVEYER, GAS | Food Service
E | EQUIPMENT AND FURNISHINGS | E10 | EQUIPMENT | E1090 | OTHER EQUIPMENT | E109002 | FOOD SERVICE EQUIPMENT | E109002006 | BROILER, GAS / ELECTRIC | Food Service
E | EQUIPMENT AND FURNISHINGS | E10 | EQUIPMENT | E1090 | OTHER EQUIPMENT | E109002 | FOOD SERVICE EQUIPMENT | E109002007 | BROILER, HOT DOG, ELECTRIC | Food Service
E | EQUIPMENT AND FURNISHINGS | E10 | EQUIPMENT | E1090 | OTHER EQUIPMENT | E109002 | FOOD SERVICE EQUIPMENT | E109002008 | CHOPPER, ELECTRIC | Food Service
E | EQUIPMENT AND FURNISHINGS | E10 | EQUIPMENT | E1090 | OTHER EQUIPMENT | E109002 | FOOD SERVICE EQUIPMENT | E109002009 | BREWER, COFFEE | Food Service
E | EQUIPMENT AND FURNISHINGS | E10 | EQUIPMENT | E1090 | OTHER EQUIPMENT | E109002 | FOOD SERVICE EQUIPMENT | E109002010 | CONVEYOR, TRAY | Food Service
E | EQUIPMENT AND FURNISHINGS | E10 | EQUIPMENT | E1090 | OTHER EQUIPMENT | E109002 | FOOD SERVICE EQUIPMENT | E109002011 | COOKER, GAS | Food Service
E | EQUIPMENT AND FURNISHINGS | E10 | EQUIPMENT | E1090 | OTHER EQUIPMENT | E109002 | FOOD SERVICE EQUIPMENT | E109002012 | COOKER, STEAM | Food Service
E | EQUIPMENT AND FURNISHINGS | E10 | EQUIPMENT | E1090 | OTHER EQUIPMENT | E109002 | FOOD SERVICE EQUIPMENT | E109002013 | DISHWASHER, ELECTRIC | Food Service
E | EQUIPMENT AND FURNISHINGS | E10 | EQUIPMENT | E1090 | OTHER EQUIPMENT | E109002 | FOOD SERVICE EQUIPMENT | E109002014 | DISHWASHER, STEAM | Food Service
E | EQUIPMENT AND FURNISHINGS | E10 | EQUIPMENT | E1090 | OTHER EQUIPMENT | E109002 | FOOD SERVICE EQUIPMENT | E109002015 | DISPOSER | Food Service
E | EQUIPMENT AND FURNISHINGS | E10 | EQUIPMENT | E1090 | OTHER EQUIPMENT | E109002 | FOOD SERVICE EQUIPMENT | E109002016 | DOUGH DIVIDER | Food Service
E | EQUIPMENT AND FURNISHINGS | E10 | EQUIPMENT | E1090 | OTHER EQUIPMENT | E109002 | FOOD SERVICE EQUIPMENT | E109002017 | DOUGH ROLLER | Food Service
E | EQUIPMENT AND FURNISHINGS | E10 | EQUIPMENT | E1090 | OTHER EQUIPMENT | E109002 | FOOD SERVICE EQUIPMENT | E109002018 | BEVERAGE DISPENSER, MILK | Food Service
E | EQUIPMENT AND FURNISHINGS | E10 | EQUIPMENT | E1090 | OTHER EQUIPMENT | E109002 | FOOD SERVICE EQUIPMENT | E109002019 | FOOD SAW | Food Service
E | EQUIPMENT AND FURNISHINGS | E10 | EQUIPMENT | E1090 | OTHER EQUIPMENT | E109002 | FOOD SERVICE EQUIPMENT | E109002020 | FOOD SLICER | Food Service
E | EQUIPMENT AND FURNISHINGS | E10 | EQUIPMENT | E1090 | OTHER EQUIPMENT | E109002 | FOOD SERVICE EQUIPMENT | E109002021 | REFRIGERATOR / FREEZER, WALK-IN, FOOD SERVICE, EXCLUDING REF SYS. | Food Service
E | EQUIPMENT AND FURNISHINGS | E10 | EQUIPMENT | E1090 | OTHER EQUIPMENT | E109002 | FOOD SERVICE EQUIPMENT | E109002022 | FRYER, GAS | Food Service
E | EQUIPMENT AND FURNISHINGS | E10 | EQUIPMENT | E1090 | OTHER EQUIPMENT | E109002 | FOOD SERVICE EQUIPMENT | E109002023 | FRYER, CONVEYOR | Food Service
E | EQUIPMENT AND FURNISHINGS | E10 | EQUIPMENT | E1090 | OTHER EQUIPMENT | E109002 | FOOD SERVICE EQUIPMENT | E109002024 | FRYER, PRESSURIZED BROASTER | Food Service
E | EQUIPMENT AND FURNISHINGS | E10 | EQUIPMENT | E1090 | OTHER EQUIPMENT | E109002 | FOOD SERVICE EQUIPMENT | E109002025 | GRILL, GAS OR ELECTRIC | Food Service
E | EQUIPMENT AND FURNISHINGS | E10 | EQUIPMENT | E1090 | OTHER EQUIPMENT | E109002 | FOOD SERVICE EQUIPMENT | E109002027 | MIXER, COUNTER | Food Service
E | EQUIPMENT AND FURNISHINGS | E10 | EQUIPMENT | E1090 | OTHER EQUIPMENT | E109002 | FOOD SERVICE EQUIPMENT | E109002028 | MIXER, FLOOR | Food Service
E | EQUIPMENT AND FURNISHINGS | E10 | EQUIPMENT | E1090 | OTHER EQUIPMENT | E109002 | FOOD SERVICE EQUIPMENT | E109002029 | OVEN, ELECTRIC | Food Service
E | EQUIPMENT AND FURNISHINGS | E10 | EQUIPMENT | E1090 | OTHER EQUIPMENT | E109002 | FOOD SERVICE EQUIPMENT | E109002030 | PIE MAKER | Food Service
E | EQUIPMENT AND FURNISHINGS | E10 | EQUIPMENT | E1090 | OTHER EQUIPMENT | E109002 | FOOD SERVICE EQUIPMENT | E109002031 | PROOFER | Food Service
E | EQUIPMENT AND FURNISHINGS | E10 | EQUIPMENT | E1090 | OTHER EQUIPMENT | E109002 | FOOD SERVICE EQUIPMENT | E109002033 | STEAM KETTLE | Food Service
E | EQUIPMENT AND FURNISHINGS | E10 | EQUIPMENT | E1090 | OTHER EQUIPMENT | E109002 | FOOD SERVICE EQUIPMENT | E109002034 | STEAM TABLE | Food Service
E | EQUIPMENT AND FURNISHINGS | E10 | EQUIPMENT | E1090 | OTHER EQUIPMENT | E109002 | FOOD SERVICE EQUIPMENT | E109002035 | STEAMER, VEGETABLE | Food Service
E | EQUIPMENT AND FURNISHINGS | E10 | EQUIPMENT | E1090 | OTHER EQUIPMENT | E109002 | FOOD SERVICE EQUIPMENT | E109002036 | TOASTER, HORIZONTAL | Food Service
E | EQUIPMENT AND FURNISHINGS | E10 | EQUIPMENT | E1090 | OTHER EQUIPMENT | E109002 | FOOD SERVICE EQUIPMENT | E109002037 | VEGETABLE PEELER | Food Service
E | EQUIPMENT AND FURNISHINGS | E10 | EQUIPMENT | E1090 | OTHER EQUIPMENT | E109002 | FOOD SERVICE EQUIPMENT | E109002038 | BLENDER | Food Service
E | EQUIPMENT AND FURNISHINGS | E10 | EQUIPMENT | E1090 | OTHER EQUIPMENT | E109002 | FOOD SERVICE EQUIPMENT | E109002039 | BREWER, ICED TEA | Food Service
E | EQUIPMENT AND FURNISHINGS | E10 | EQUIPMENT | E1090 | OTHER EQUIPMENT | E109002 | FOOD SERVICE EQUIPMENT | E109002040 | WARMER, COFFEE POT | Food Service
E | EQUIPMENT AND FURNISHINGS | E10 | EQUIPMENT | E1090 | OTHER EQUIPMENT | E109002 | FOOD SERVICE EQUIPMENT | E109002042 | OVEN, COMBINATION, CONVECTION / STEAM | Food Service
E | EQUIPMENT AND FURNISHINGS | E10 | EQUIPMENT | E1090 | OTHER EQUIPMENT | E109002 | FOOD SERVICE EQUIPMENT | E109002043 | OVEN / RANGE, COMBINATION, ELECTRIC | Food Service
E | EQUIPMENT AND FURNISHINGS | E10 | EQUIPMENT | E1090 | OTHER EQUIPMENT | E109002 | FOOD SERVICE EQUIPMENT | E109002044 | OVEN / RANGE, COMBINATION, GAS | Food Service
E | EQUIPMENT AND FURNISHINGS | E10 | EQUIPMENT | E1090 | OTHER EQUIPMENT | E109002 | FOOD SERVICE EQUIPMENT | E109002045 | WARMER, DRAWER / CABINET | Food Service
E | EQUIPMENT AND FURNISHINGS | E10 | EQUIPMENT | E1090 | OTHER EQUIPMENT | E109002 | FOOD SERVICE EQUIPMENT | E109002047 | SURFACE/WELL/CABINET, HEATED | Food Service
E | EQUIPMENT AND FURNISHINGS | E10 | EQUIPMENT | E1090 | OTHER EQUIPMENT | E109002 | FOOD SERVICE EQUIPMENT | E109002049 | SANDWICH PRESS | Food Service
E | EQUIPMENT AND FURNISHINGS | E10 | EQUIPMENT | E1090 | OTHER EQUIPMENT | E109002 | FOOD SERVICE EQUIPMENT | E109002050 | WARMER, FRYER DUMP | Food Service
E | EQUIPMENT AND FURNISHINGS | E10 | EQUIPMENT | E1090 | OTHER EQUIPMENT | E109002 | FOOD SERVICE EQUIPMENT | E109002051 | GRIDDLE, ELECTRIC | Food Service
E | EQUIPMENT AND FURNISHINGS | E10 | EQUIPMENT | E1090 | OTHER EQUIPMENT | E109002 | FOOD SERVICE EQUIPMENT | E109002052 | GRIDDLE, GAS | Food Service
E | EQUIPMENT AND FURNISHINGS | E10 | EQUIPMENT | E1090 | OTHER EQUIPMENT | E109002 | FOOD SERVICE EQUIPMENT | E109002053 | COOKTOP, ELECTRIC | Food Service
E | EQUIPMENT AND FURNISHINGS | E10 | EQUIPMENT | E1090 | OTHER EQUIPMENT | E109002 | FOOD SERVICE EQUIPMENT | E109002054 | BROILER, CLAMSHELL | Food Service
E | EQUIPMENT AND FURNISHINGS | E10 | EQUIPMENT | E1090 | OTHER EQUIPMENT | E109002 | FOOD SERVICE EQUIPMENT | E109002055 | WARMER, PLATE | Food Service
E | EQUIPMENT AND FURNISHINGS | E10 | EQUIPMENT | E1090 | OTHER EQUIPMENT | E109002 | FOOD SERVICE EQUIPMENT | E109002056 | STEAM KETTLE, SELF-CONTAINED, GAS | Food Service
E | EQUIPMENT AND FURNISHINGS | E10 | EQUIPMENT | E1090 | OTHER EQUIPMENT | E109002 | FOOD SERVICE EQUIPMENT | E109002057 | FRYER, ELECTRIC | Food Service
E | EQUIPMENT AND FURNISHINGS | E10 | EQUIPMENT | E1090 | OTHER EQUIPMENT | E109002 | FOOD SERVICE EQUIPMENT | E109002058 | OVEN, COMBINATION, MICROWAVE, ELECTRIC | Food Service
E | EQUIPMENT AND FURNISHINGS | E10 | EQUIPMENT | E1090 | OTHER EQUIPMENT | E109002 | FOOD SERVICE EQUIPMENT | E109002059 | FRYER, PRESSURE, ELECTRIC | Food Service
E | EQUIPMENT AND FURNISHINGS | E10 | EQUIPMENT | E1090 | OTHER EQUIPMENT | E109002 | FOOD SERVICE EQUIPMENT | E109002061 | WARMER, SHELF SYSTEM | Food Service
E | EQUIPMENT AND FURNISHINGS | E10 | EQUIPMENT | E1090 | OTHER EQUIPMENT | E109002 | FOOD SERVICE EQUIPMENT | E109002062 | OVEN, STEAM, ELECTRIC | Food Service
E | EQUIPMENT AND FURNISHINGS | E10 | EQUIPMENT | E1090 | OTHER EQUIPMENT | E109002 | FOOD SERVICE EQUIPMENT | E109002063 | TOASTER, VERTICAL | Food Service
E | EQUIPMENT AND FURNISHINGS | E10 | EQUIPMENT | E1090 | OTHER EQUIPMENT | E109002 | FOOD SERVICE EQUIPMENT | E109002064 | ICE CREAM MAKER, SOFT-SERVE | Food Service
E | EQUIPMENT AND FURNISHINGS | E10 | EQUIPMENT | E1090 | OTHER EQUIPMENT | E109002 | FOOD SERVICE EQUIPMENT | E109002065 | OVEN, PIZZA, GAS | Food Service
E | EQUIPMENT AND FURNISHINGS | E10 | EQUIPMENT | E1090 | OTHER EQUIPMENT | E109002 | FOOD SERVICE EQUIPMENT | E109002066 | COFFEE GRINDER, COMMERCIAL | Food Service
E | EQUIPMENT AND FURNISHINGS | E10 | EQUIPMENT | E1090 | OTHER EQUIPMENT | E109002 | FOOD SERVICE EQUIPMENT | E109002067 | BEVERAGE DISPENSER, COLD, NON-CARBONATED | Food Service
E | EQUIPMENT AND FURNISHINGS | E10 | EQUIPMENT | E1090 | OTHER EQUIPMENT | E109002 | FOOD SERVICE EQUIPMENT | E109002068 | OVEN, GAS | Food Service
E | EQUIPMENT AND FURNISHINGS | E10 | EQUIPMENT | E1090 | OTHER EQUIPMENT | E109002 | FOOD SERVICE EQUIPMENT | E109002069 | RANGE, GAS | Food Service
E | EQUIPMENT AND FURNISHINGS | E10 | EQUIPMENT | E1090 | OTHER EQUIPMENT | E109002 | FOOD SERVICE EQUIPMENT | E109002071 | DISHWASHER, POWER SOAK SINK | Food Service
E | EQUIPMENT AND FURNISHINGS | E10 | EQUIPMENT | E1090 | OTHER EQUIPMENT | E109002 | FOOD SERVICE EQUIPMENT | E109002072 | PASTA EXTRUDER | Food Service
E | EQUIPMENT AND FURNISHINGS | E10 | EQUIPMENT | E1090 | OTHER EQUIPMENT | E109002 | FOOD SERVICE EQUIPMENT | E109002073 | DOUGH PRESS, PIZZA | Food Service
E | EQUIPMENT AND FURNISHINGS | E10 | EQUIPMENT | E1090 | OTHER EQUIPMENT | E109002 | FOOD SERVICE EQUIPMENT | E109002074 | TORTILLA PRESS / OVEN, COMBINATION, ELECTRIC | Food Service
E | EQUIPMENT AND FURNISHINGS | E10 | EQUIPMENT | E1090 | OTHER EQUIPMENT | E109002 | FOOD SERVICE EQUIPMENT | E109002075 | PASTA COOKER, ELECTRIC | Food Service
E | EQUIPMENT AND FURNISHINGS | E10 | EQUIPMENT | E1090 | OTHER EQUIPMENT | E109002 | FOOD SERVICE EQUIPMENT | E109002076 | PULPING SYSTEM | Food Service
E | EQUIPMENT AND FURNISHINGS | E10 | EQUIPMENT | E1090 | OTHER EQUIPMENT | E109002 | FOOD SERVICE EQUIPMENT | E109002077 | CAN OPENER, INDUSTRIAL | Food Service
E | EQUIPMENT AND FURNISHINGS | E10 | EQUIPMENT | E1090 | OTHER EQUIPMENT | E109002 | FOOD SERVICE EQUIPMENT | E109002001 | REFRIGERATOR / FREEZER, DOMESTIC | Refrigeration Unitary
E | EQUIPMENT AND FURNISHINGS | E10 | EQUIPMENT | E1090 | OTHER EQUIPMENT | E109002 | FOOD SERVICE EQUIPMENT | E109002026 | ICE MACHINE | Refrigeration Unitary
E | EQUIPMENT AND FURNISHINGS | E10 | EQUIPMENT | E1090 | OTHER EQUIPMENT | E109002 | FOOD SERVICE EQUIPMENT | E109002032 | REFRIGERATOR / FREEZER, REACH IN | Refrigeration Unitary
E | EQUIPMENT AND FURNISHINGS | E10 | EQUIPMENT | E1090 | OTHER EQUIPMENT | E109002 | FOOD SERVICE EQUIPMENT | E109002041 | REFRIGERATOR, COLD RAIL | Refrigeration Unitary
E | EQUIPMENT AND FURNISHINGS | E10 | EQUIPMENT | E1090 | OTHER EQUIPMENT | E109002 | FOOD SERVICE EQUIPMENT | E109002046 | SURFACE/WELL/CABINET, HEATED/REFRIGERATED | Refrigeration Unitary
E | EQUIPMENT AND FURNISHINGS | E10 | EQUIPMENT | E1090 | OTHER EQUIPMENT | E109002 | FOOD SERVICE EQUIPMENT | E109002048 | SURFACE/WELL/CABINET, REFRIGERATED | Refrigeration Unitary
E | EQUIPMENT AND FURNISHINGS | E10 | EQUIPMENT | E1090 | OTHER EQUIPMENT | E109002 | FOOD SERVICE EQUIPMENT | E109002060 | REFRIGERATOR, REACH-IN, DISPLAY | Refrigeration Unitary
E | EQUIPMENT AND FURNISHINGS | E10 | EQUIPMENT | E1090 | OTHER EQUIPMENT | E109002 | FOOD SERVICE EQUIPMENT | E109002070 | BLAST CHILLER | Refrigeration Unitary
G | BUILDING SITEWORK | G20 | SITE IMPROVEMENTS | G2040 | SITE DEVELOPMENT | G204006 | FOUNTAINS AND POOLS | G204006002 | PUMP, WATER FEATURE | Pump
G | BUILDING SITEWORK | G20 | SITE IMPROVEMENTS | G2040 | SITE DEVELOPMENT | G204006 | FOUNTAINS AND POOLS | G204006001 | WATER FEATURE | Water Treatment
D | SERVICES | D10 | CONVEYING | D1010 | ELEVATORS AND LIFTS | D101003 | FREIGHT ELEVATORS | D101003001 | ELEVATOR, FREIGHT HYDRAULIC | Elevator Hydraulic
D | SERVICES | D10 | CONVEYING | D1010 | ELEVATORS AND LIFTS | D101003 | FREIGHT ELEVATORS | D101003004 | ELEVATOR, FREIGHT HYDRAULIC MACHINE ROOM-LESS | Elevator Hydraulic
D | SERVICES | D10 | CONVEYING | D1010 | ELEVATORS AND LIFTS | D101003 | FREIGHT ELEVATORS | D101003002 | ELEVATOR, FREIGHT TRACTION, LOW-RISE | Elevator Traction
D | SERVICES | D10 | CONVEYING | D1010 | ELEVATORS AND LIFTS | D101003 | FREIGHT ELEVATORS | D101003003 | ELEVATOR, FREIGHT TRACTION MACHINE ROOM-LESS, LOW-RISE | Elevator Traction
D | SERVICES | D10 | CONVEYING | D1010 | ELEVATORS AND LIFTS | D101003 | FREIGHT ELEVATORS | D101003005 | ELEVATOR, FREIGHT TRACTION, HIGH-RISE | Elevator Traction
D | SERVICES | D10 | CONVEYING | D1010 | ELEVATORS AND LIFTS | D101003 | FREIGHT ELEVATORS | D101003006 | ELEVATOR, FREIGHT TRACTION MACHINE ROOM-LESS, HIGH-RISE | Elevator Traction
D | SERVICES | D30 | HVAC | D3020 | HEAT GENERATING SYSTEMS | D302004 | FUEL-FIRED UNIT HEATERS | D302004001 | UNIT HEATER, FUEL OIL | Unit Heater
D | SERVICES | D30 | HVAC | D3020 | HEAT GENERATING SYSTEMS | D302004 | FUEL-FIRED UNIT HEATERS | D302004002 | UNIT HEATER, GAS-FIRED | Unit Heater
D | SERVICES | D30 | HVAC | D3020 | HEAT GENERATING SYSTEMS | D302004 | FUEL-FIRED UNIT HEATERS | D302004003 | DUCT HEATER, NATURAL GAS | Unit Heater
D | SERVICES | D30 | HVAC | D3020 | HEAT GENERATING SYSTEMS | D302003 | FURNACES | D302003003 | FURNACE, GAS-FIRED, PACKAGE | Air Handler
D | SERVICES | D30 | HVAC | D3020 | HEAT GENERATING SYSTEMS | D302003 | FURNACES | D302003004 | FURNACE, OIL-FIRED, PACKAGE | Air Handler
D | SERVICES | D30 | HVAC | D3020 | HEAT GENERATING SYSTEMS | D302003 | FURNACES | D302003001 | EVAPORATOR, GAS HEAT, DIRECT-DRIVE | Evaporator
D | SERVICES | D30 | HVAC | D3020 | HEAT GENERATING SYSTEMS | D302003 | FURNACES | D302003002 | EVAPORATOR, GAS HEAT, BELT-DRIVE | Evaporator
D | SERVICES | D30 | HVAC | D3020 | HEAT GENERATING SYSTEMS | D302003 | FURNACES | D302003005 | EVAPORATOR, GAS HEAT, MULTI-FAN | Evaporator
G | BUILDING SITEWORK | G30 | SITE CIVIL/MECHANICAL UTILITIES | G3060 | FUEL DISTRIBUTION | G306006 | GAS DISTRIBUTION PIPING (NATURAL AND PROPANE) | G306006001 | PIPING, NATURAL GAS, SITE-WIDE | Exterior Sitework
D | SERVICES | D30 | HVAC | D3060 | CONTROLS AND INSTRUMENTATION | D306005 | GAS PURGING SYSTEMS | D306005001 | PURGE UNITS, HIGH EFFICIENCY | Condensing Unit
D | SERVICES | D30 | HVAC | D3010 | ENERGY SUPPLY | D301002 | GAS SUPPLY SYSTEM | D301002003 | NATURAL GAS COMPRESSOR | Air Compressor, Vacuum
D | SERVICES | D30 | HVAC | D3010 | ENERGY SUPPLY | D301002 | GAS SUPPLY SYSTEM | D301002004 | NATURAL GAS MAIN | Backflow Preventer, Valve
D | SERVICES | D30 | HVAC | D3010 | ENERGY SUPPLY | D301002 | GAS SUPPLY SYSTEM | D301002005 | METER, NATURAL GAS | Backflow Preventer, Valve
D | SERVICES | D30 | HVAC | D3010 | ENERGY SUPPLY | D301002 | GAS SUPPLY SYSTEM | D301002008 | VALVE - NATURAL GAS | Backflow Preventer, Valve
D | SERVICES | D30 | HVAC | D3010 | ENERGY SUPPLY | D301002 | GAS SUPPLY SYSTEM | D301002009 | VALVE, PRESSURE REGULATING - NATURAL GAS | Backflow Preventer, Valve
D | SERVICES | D30 | HVAC | D3010 | ENERGY SUPPLY | D301002 | GAS SUPPLY SYSTEM | D301002002 | PIPING, NATURAL GAS, PROCESS | Building-Wide
D | SERVICES | D30 | HVAC | D3010 | ENERGY SUPPLY | D301002 | GAS SUPPLY SYSTEM | D301002006 | FILTER, NATURAL GAS | Filter
D | SERVICES | D30 | HVAC | D3010 | ENERGY SUPPLY | D301002 | GAS SUPPLY SYSTEM | D301002007 | SENSOR, NATURAL GAS SUPPLY SYSTEM CONTROLS | General
D | SERVICES | D30 | HVAC | D3010 | ENERGY SUPPLY | D301002 | GAS SUPPLY SYSTEM | D301002010 | CONTROLS, NATURAL GAS SUPPLY SYSTEM | General
D | SERVICES | D30 | HVAC | D3010 | ENERGY SUPPLY | D301002 | GAS SUPPLY SYSTEM | D301002001 | TANK, STORAGE - NATURAL/LP GAS | Tank
B | SHELL | B20 | EXTERIOR ENCLOSURE | B2030 | EXTERIOR DOORS | B203007 | GATES | B203007001 | TURNSTILE, EXTERIOR | Door
C | INTERIORS | C10 | INTERIOR CONSTRUCTION | C1010 | PARTITIONS | C101006 | GLAZED PARTITIONS AND STOREFRONTS | C101006001 | GLASS, STOREFRONT, INTERIOR | Building-Wide
D | SERVICES | D30 | HVAC | D3040 | DISTRIBUTION SYSTEMS | D304005 | GLYCOL DISTRIBUTION SYSTEMS | D304005007 | VALVE - GLYCOL WATER | Backflow Preventer, Valve
D | SERVICES | D30 | HVAC | D3040 | DISTRIBUTION SYSTEMS | D304005 | GLYCOL DISTRIBUTION SYSTEMS | D304005008 | BACKFLOW PREVENTER - GLYCOL WATER | Backflow Preventer, Valve
D | SERVICES | D30 | HVAC | D3040 | DISTRIBUTION SYSTEMS | D304005 | GLYCOL DISTRIBUTION SYSTEMS | D304005010 | METER, WATER - GLYCOL WATER | Backflow Preventer, Valve
D | SERVICES | D30 | HVAC | D3040 | DISTRIBUTION SYSTEMS | D304005 | GLYCOL DISTRIBUTION SYSTEMS | D304005016 | VALVE - GLYCOL SNOW MELT | Backflow Preventer, Valve
D | SERVICES | D30 | HVAC | D3040 | DISTRIBUTION SYSTEMS | D304005 | GLYCOL DISTRIBUTION SYSTEMS | D304005017 | BACKFLOW PREVENTER - GLYCOL SNOW MELT | Backflow Preventer, Valve
D | SERVICES | D30 | HVAC | D3040 | DISTRIBUTION SYSTEMS | D304005 | GLYCOL DISTRIBUTION SYSTEMS | D304005019 | METER, WATER - GLYCOL SNOW MELT | Backflow Preventer, Valve
D | SERVICES | D30 | HVAC | D3040 | DISTRIBUTION SYSTEMS | D304005 | GLYCOL DISTRIBUTION SYSTEMS | D304005023 | BACKFLOW PREVENTER, VACUUM BREAKER - GLYCOL WATER | Backflow Preventer, Valve
D | SERVICES | D30 | HVAC | D3040 | DISTRIBUTION SYSTEMS | D304005 | GLYCOL DISTRIBUTION SYSTEMS | D304005024 | BACKFLOW PREVENTER, VACUUM BREAKER, SPILL-RESISTANT - GLYCOL WATER | Backflow Preventer, Valve
D | SERVICES | D30 | HVAC | D3040 | DISTRIBUTION SYSTEMS | D304005 | GLYCOL DISTRIBUTION SYSTEMS | D304005025 | BACKFLOW PREVENTER, VACUUM BREAKER - GLYCOL SNOW MELT | Backflow Preventer, Valve
D | SERVICES | D30 | HVAC | D3040 | DISTRIBUTION SYSTEMS | D304005 | GLYCOL DISTRIBUTION SYSTEMS | D304005026 | BACKFLOW PREVENTER, VACUUM BREAKER, SPILL-RESISTANT - GLYCOL SNOW MELT | Backflow Preventer, Valve
D | SERVICES | D30 | HVAC | D3040 | DISTRIBUTION SYSTEMS | D304005 | GLYCOL DISTRIBUTION SYSTEMS | D304005027 | DOUBLE CHECK VALVE - GLYCOL WATER | Backflow Preventer, Valve
D | SERVICES | D30 | HVAC | D3040 | DISTRIBUTION SYSTEMS | D304005 | GLYCOL DISTRIBUTION SYSTEMS | D304005028 | DOUBLE CHECK VALVE - GLYCOL SNOW MELT | Backflow Preventer, Valve
D | SERVICES | D30 | HVAC | D3040 | DISTRIBUTION SYSTEMS | D304005 | GLYCOL DISTRIBUTION SYSTEMS | D304005003 | PIPING, GLYCOL WATER | Building-Wide
D | SERVICES | D30 | HVAC | D3040 | DISTRIBUTION SYSTEMS | D304005 | GLYCOL DISTRIBUTION SYSTEMS | D304005020 | PIPING, GLYCOL SNOW MELT | Building-Wide
D | SERVICES | D30 | HVAC | D3040 | DISTRIBUTION SYSTEMS | D304005 | GLYCOL DISTRIBUTION SYSTEMS | D304005004 | FILTER, WATER, MEDIA CARTRIDGE, GLYCOL WATER | Filter
D | SERVICES | D30 | HVAC | D3040 | DISTRIBUTION SYSTEMS | D304005 | GLYCOL DISTRIBUTION SYSTEMS | D304005013 | FILTER, WATER, MEDIA CARTRIDGE, GLYCOL SNOW MELT | Filter
D | SERVICES | D30 | HVAC | D3040 | DISTRIBUTION SYSTEMS | D304005 | GLYCOL DISTRIBUTION SYSTEMS | D304005021 | HEAT EXCHANGER, SHELL AND TUBE, GLYCOL WATER | Heat Exchanger
D | SERVICES | D30 | HVAC | D3040 | DISTRIBUTION SYSTEMS | D304005 | GLYCOL DISTRIBUTION SYSTEMS | D304005022 | HEAT EXCHANGER, SHELL AND TUBE, GLYCOL SNOW MELT | Heat Exchanger
D | SERVICES | D30 | HVAC | D3040 | DISTRIBUTION SYSTEMS | D304005 | GLYCOL DISTRIBUTION SYSTEMS | D304005029 | HEAT EXCHANGER, PLATE AND FRAME, GLYCOL WATER | Heat Exchanger
D | SERVICES | D30 | HVAC | D3040 | DISTRIBUTION SYSTEMS | D304005 | GLYCOL DISTRIBUTION SYSTEMS | D304005033 | HEAT EXCHANGER, PLATE AND FRAME, BRAZED, GLYCOL WATER | Heat Exchanger
D | SERVICES | D30 | HVAC | D3040 | DISTRIBUTION SYSTEMS | D304005 | GLYCOL DISTRIBUTION SYSTEMS | D304005001 | PUMP, GLYCOL WATER | Pump
D | SERVICES | D30 | HVAC | D3040 | DISTRIBUTION SYSTEMS | D304005 | GLYCOL DISTRIBUTION SYSTEMS | D304005011 | PUMP, GLYCOL SNOW MELT | Pump
D | SERVICES | D30 | HVAC | D3040 | DISTRIBUTION SYSTEMS | D304005 | GLYCOL DISTRIBUTION SYSTEMS | D304005030 | PUMP, CHEMICAL INJECTION, GLYCOL WATER | Pump
D | SERVICES | D30 | HVAC | D3040 | DISTRIBUTION SYSTEMS | D304005 | GLYCOL DISTRIBUTION SYSTEMS | D304005031 | PUMP, CHEMICAL INJECTION, GLYCOL SNOW MELT | Pump
D | SERVICES | D30 | HVAC | D3040 | DISTRIBUTION SYSTEMS | D304005 | GLYCOL DISTRIBUTION SYSTEMS | D304005032 | SNOW MELT SYSTEM | Pump
D | SERVICES | D30 | HVAC | D3040 | DISTRIBUTION SYSTEMS | D304005 | GLYCOL DISTRIBUTION SYSTEMS | D304005034 | ENERGY RECOVERY SYSTEM, GLYCOL, HIGH PERFORMANCE | Pump
D | SERVICES | D30 | HVAC | D3040 | DISTRIBUTION SYSTEMS | D304005 | GLYCOL DISTRIBUTION SYSTEMS | D304005005 | SEPARATOR, AIR/SOLID - GLYCOL WATER | Tank
D | SERVICES | D30 | HVAC | D3040 | DISTRIBUTION SYSTEMS | D304005 | GLYCOL DISTRIBUTION SYSTEMS | D304005006 | EXPANSION TANK - GLYCOL WATER | Tank
D | SERVICES | D30 | HVAC | D3040 | DISTRIBUTION SYSTEMS | D304005 | GLYCOL DISTRIBUTION SYSTEMS | D304005014 | SEPARATOR, AIR/SOLID - GLYCOL SNOW MELT | Tank
D | SERVICES | D30 | HVAC | D3040 | DISTRIBUTION SYSTEMS | D304005 | GLYCOL DISTRIBUTION SYSTEMS | D304005015 | EXPANSION TANK - GLYCOL SNOW MELT | Tank
D | SERVICES | D30 | HVAC | D3040 | DISTRIBUTION SYSTEMS | D304005 | GLYCOL DISTRIBUTION SYSTEMS | D304005002 | CHEMICAL FEED STATION, GLYCOL | Water Treatment
D | SERVICES | D30 | HVAC | D3040 | DISTRIBUTION SYSTEMS | D304005 | GLYCOL DISTRIBUTION SYSTEMS | D304005009 | CHEMICAL SHOT FEEDER, GLYCOL WATER | Water Treatment
D | SERVICES | D30 | HVAC | D3040 | DISTRIBUTION SYSTEMS | D304005 | GLYCOL DISTRIBUTION SYSTEMS | D304005012 | CHEMICAL FEED STATION, GLYCOL SNOW MELT | Water Treatment
D | SERVICES | D30 | HVAC | D3040 | DISTRIBUTION SYSTEMS | D304005 | GLYCOL DISTRIBUTION SYSTEMS | D304005018 | CHEMICAL SHOT FEEDER, GLYCOL SNOW MELT | Water Treatment
G | BUILDING SITEWORK | G20 | SITE IMPROVEMENTS | G2030 | PEDESTRIAN PAVING | G203004 | GUARDRAILS AND BARRIERS | G203004001 | HANDRAILS, EXTERIOR | Exterior Sitework
B | SHELL | B30 | ROOFING | B3010 | ROOF COVERINGS | B301005 | GUTTERS AND DOWNSPOUTS | B301005001 | GUTTERS AND DOWNSPOUTS | Roof
B | SHELL | B20 | EXTERIOR ENCLOSURE | B2030 | EXTERIOR DOORS | B203005 | HANGAR DOORS | B203005001 | DOOR, HANGAR, SLIDING, ELECTRIC | Door
B | SHELL | B30 | ROOFING | B3010 | ROOF COVERINGS | B301001 | HIGH SLOPE ROOF COVERINGS | B301001001 | ROOF, PITCHED, METAL, STANDING SEAM | Roof
B | SHELL | B30 | ROOFING | B3010 | ROOF COVERINGS | B301001 | HIGH SLOPE ROOF COVERINGS | B301001002 | ROOF, PITCHED, ASPHALT SHINGLE | Roof
B | SHELL | B30 | ROOFING | B3010 | ROOF COVERINGS | B301001 | HIGH SLOPE ROOF COVERINGS | B301001003 | ROOF, PITCHED, CLAY TILE | Roof
B | SHELL | B30 | ROOFING | B3010 | ROOF COVERINGS | B301001 | HIGH SLOPE ROOF COVERINGS | B301001004 | ROOF, PITCHED, SLATE | Roof
B | SHELL | B30 | ROOFING | B3010 | ROOF COVERINGS | B301001 | HIGH SLOPE ROOF COVERINGS | B301001005 | ROOF, PITCHED, METAL, RIBBED OR CORRUGATED | Roof
D | SERVICES | D40 | FIRE PROTECTION | D4090 | OTHER FIRE PROTECTION SYSTEMS | D409005 | HOOD AND DUCT FIRE PROTECTION | D409005001 | FIRE SUPPRESSION, KITCHEN HOOD | Fire Suppression
D | SERVICES | D40 | FIRE PROTECTION | D4090 | OTHER FIRE PROTECTION SYSTEMS | D409005 | HOOD AND DUCT FIRE PROTECTION | D409005002 | GREASE DUCT, SOLID FUEL | Fire Suppression
D | SERVICES | D40 | FIRE PROTECTION | D4090 | OTHER FIRE PROTECTION SYSTEMS | D409005 | HOOD AND DUCT FIRE PROTECTION | D409005003 | GREASE DUCT, HIGH VOLUME | Fire Suppression
D | SERVICES | D40 | FIRE PROTECTION | D4090 | OTHER FIRE PROTECTION SYSTEMS | D409005 | HOOD AND DUCT FIRE PROTECTION | D409005004 | GREASE DUCT, MODERATE VOLUME | Fire Suppression
D | SERVICES | D40 | FIRE PROTECTION | D4090 | OTHER FIRE PROTECTION SYSTEMS | D409005 | HOOD AND DUCT FIRE PROTECTION | D409005005 | GREASE DUCT, LOW VOLUME | Fire Suppression
D | SERVICES | D30 | HVAC | D3020 | HEAT GENERATING SYSTEMS | D302002 | HOT WATER BOILERS | D302002001 | BOILER, HOT WATER, HP RATING, WATER TUBE, DUAL FUEL | Boiler
D | SERVICES | D30 | HVAC | D3020 | HEAT GENERATING SYSTEMS | D302002 | HOT WATER BOILERS | D302002002 | BOILER, HOT WATER, HP RATING, ELECTRIC | Boiler
D | SERVICES | D30 | HVAC | D3020 | HEAT GENERATING SYSTEMS | D302002 | HOT WATER BOILERS | D302002003 | BOILER, HOT WATER, LP RATING, DUAL FUEL | Boiler
D | SERVICES | D30 | HVAC | D3020 | HEAT GENERATING SYSTEMS | D302002 | HOT WATER BOILERS | D302002004 | BOILER, HOT WATER, HP RATING, FIRE TUBE, DUAL FUEL | Boiler
D | SERVICES | D30 | HVAC | D3020 | HEAT GENERATING SYSTEMS | D302002 | HOT WATER BOILERS | D302002005 | BOILER, HOT WATER, LP RATING, ELECTRIC | Boiler
D | SERVICES | D30 | HVAC | D3020 | HEAT GENERATING SYSTEMS | D302002 | HOT WATER BOILERS | D302002006 | BOILER, HOT WATER, HP RATING, WATER TUBE, COAL-FIRED | Boiler
D | SERVICES | D30 | HVAC | D3020 | HEAT GENERATING SYSTEMS | D302002 | HOT WATER BOILERS | D302002007 | BOILER, HOT WATER, HP RATING, FIRE TUBE, COAL-FIRED | Boiler
D | SERVICES | D30 | HVAC | D3020 | HEAT GENERATING SYSTEMS | D302002 | HOT WATER BOILERS | D302002008 | BOILER, HOT WATER, HP RATING, WATER TUBE, GAS-FIRED | Boiler
D | SERVICES | D30 | HVAC | D3020 | HEAT GENERATING SYSTEMS | D302002 | HOT WATER BOILERS | D302002009 | BOILER, HOT WATER, HP RATING, FIRE TUBE, GAS-FIRED | Boiler
D | SERVICES | D30 | HVAC | D3020 | HEAT GENERATING SYSTEMS | D302002 | HOT WATER BOILERS | D302002010 | BOILER, HOT WATER, LP RATING, GAS-FIRED | Boiler
D | SERVICES | D30 | HVAC | D3040 | DISTRIBUTION SYSTEMS | D304003 | HOT WATER DISTRIBUTION SYSTEMS | D304003005 | BACKFLOW PREVENTER - HEATING HOT WATER | Backflow Preventer, Valve
D | SERVICES | D30 | HVAC | D3040 | DISTRIBUTION SYSTEMS | D304003 | HOT WATER DISTRIBUTION SYSTEMS | D304003008 | FLOW METER, ULTRASONIC - HEATING HOT WATER | Backflow Preventer, Valve
D | SERVICES | D30 | HVAC | D3040 | DISTRIBUTION SYSTEMS | D304003 | HOT WATER DISTRIBUTION SYSTEMS | D304003010 | VALVE - HEATING HOT WATER | Backflow Preventer, Valve
D | SERVICES | D30 | HVAC | D3040 | DISTRIBUTION SYSTEMS | D304003 | HOT WATER DISTRIBUTION SYSTEMS | D304003011 | METER, WATER - HEATING HOT WATER | Backflow Preventer, Valve
D | SERVICES | D30 | HVAC | D3040 | DISTRIBUTION SYSTEMS | D304003 | HOT WATER DISTRIBUTION SYSTEMS | D304003012 | BACKFLOW PREVENTER, VACUUM BREAKER - HEATING HOT WATER | Backflow Preventer, Valve
D | SERVICES | D30 | HVAC | D3040 | DISTRIBUTION SYSTEMS | D304003 | HOT WATER DISTRIBUTION SYSTEMS | D304003013 | BACKFLOW PREVENTER, VACUUM BREAKER, SPILL-RESISTANT - HEATING HOT WATER | Backflow Preventer, Valve
D | SERVICES | D30 | HVAC | D3040 | DISTRIBUTION SYSTEMS | D304003 | HOT WATER DISTRIBUTION SYSTEMS | D304003014 | DOUBLE CHECK VALVE - HEATING HOT WATER | Backflow Preventer, Valve
D | SERVICES | D30 | HVAC | D3040 | DISTRIBUTION SYSTEMS | D304003 | HOT WATER DISTRIBUTION SYSTEMS | D304003007 | PIPING, HEATING HOT WATER | Building-Wide
D | SERVICES | D30 | HVAC | D3040 | DISTRIBUTION SYSTEMS | D304003 | HOT WATER DISTRIBUTION SYSTEMS | D304003009 | FILTER, WATER, MEDIA CARTRIDGE, HEATING HOT WATER | Filter
D | SERVICES | D30 | HVAC | D3040 | DISTRIBUTION SYSTEMS | D304003 | HOT WATER DISTRIBUTION SYSTEMS | D304003019 | FILTER, SAND, HEATING HOT WATER | Filter
D | SERVICES | D30 | HVAC | D3040 | DISTRIBUTION SYSTEMS | D304003 | HOT WATER DISTRIBUTION SYSTEMS | D304003002 | HEAT EXCHANGER, SHELL AND TUBE, HEATING HOT WATER | Heat Exchanger
D | SERVICES | D30 | HVAC | D3040 | DISTRIBUTION SYSTEMS | D304003 | HOT WATER DISTRIBUTION SYSTEMS | D304003015 | HEAT EXCHANGER, PLATE AND FRAME, HEATING HOT WATER | Heat Exchanger
D | SERVICES | D30 | HVAC | D3040 | DISTRIBUTION SYSTEMS | D304003 | HOT WATER DISTRIBUTION SYSTEMS | D304003018 | HEAT EXCHANGER, PLATE AND FRAME, BRAZED, HEATING HOT WATER | Heat Exchanger
D | SERVICES | D30 | HVAC | D3040 | DISTRIBUTION SYSTEMS | D304003 | HOT WATER DISTRIBUTION SYSTEMS | D304003003 | PUMP, HEATING HOT WATER | Pump
D | SERVICES | D30 | HVAC | D3040 | DISTRIBUTION SYSTEMS | D304003 | HOT WATER DISTRIBUTION SYSTEMS | D304003016 | BOOSTER PUMP SYSTEM, HEATING HOT WATER | Pump
D | SERVICES | D30 | HVAC | D3040 | DISTRIBUTION SYSTEMS | D304003 | HOT WATER DISTRIBUTION SYSTEMS | D304003004 | SEPARATOR, AIR/SOLID - HEATING HOT WATER | Tank
D | SERVICES | D30 | HVAC | D3040 | DISTRIBUTION SYSTEMS | D304003 | HOT WATER DISTRIBUTION SYSTEMS | D304003006 | EXPANSION TANK - HEATING HOT WATER | Tank
D | SERVICES | D30 | HVAC | D3040 | DISTRIBUTION SYSTEMS | D304003 | HOT WATER DISTRIBUTION SYSTEMS | D304003017 | TANK, PRESSURE - HEATING HOT WATER | Tank
D | SERVICES | D30 | HVAC | D3040 | DISTRIBUTION SYSTEMS | D304003 | HOT WATER DISTRIBUTION SYSTEMS | D304003001 | CHEMICAL SHOT FEEDER, HEATING HOT WATER | Water Treatment
D | SERVICES | D30 | HVAC | D3060 | CONTROLS AND INSTRUMENTATION | D306001 | HVAC CONTROLS | D306001001 | CONTROLS, HVAC | Building-Wide
D | SERVICES | D30 | HVAC | D3060 | CONTROLS AND INSTRUMENTATION | D306001 | HVAC CONTROLS | D306001013 | CONTROL STATION, AIR FLOW | Damper
D | SERVICES | D30 | HVAC | D3060 | CONTROLS AND INSTRUMENTATION | D306001 | HVAC CONTROLS | D306001002 | CONTROLS, BOILER | General
D | SERVICES | D30 | HVAC | D3060 | CONTROLS AND INSTRUMENTATION | D306001 | HVAC CONTROLS | D306001003 | CONTROLS, CHILLER | General
D | SERVICES | D30 | HVAC | D3060 | CONTROLS AND INSTRUMENTATION | D306001 | HVAC CONTROLS | D306001004 | HVAC CONTROLS, HEAT EXCHANGER | General
D | SERVICES | D30 | HVAC | D3060 | CONTROLS AND INSTRUMENTATION | D306001 | HVAC CONTROLS | D306001005 | BURNER MANAGEMENT SYSTEM | General
D | SERVICES | D30 | HVAC | D3060 | CONTROLS AND INSTRUMENTATION | D306001 | HVAC CONTROLS | D306001006 | FLAME SCANNER | General
D | SERVICES | D30 | HVAC | D3060 | CONTROLS AND INSTRUMENTATION | D306001 | HVAC CONTROLS | D306001008 | SENSOR, BURNER MANAGEMENT SYSTEM | General
D | SERVICES | D30 | HVAC | D3060 | CONTROLS AND INSTRUMENTATION | D306001 | HVAC CONTROLS | D306001009 | SENSOR, BOILER CONTROLS | General
D | SERVICES | D30 | HVAC | D3060 | CONTROLS AND INSTRUMENTATION | D306001 | HVAC CONTROLS | D306001010 | CONTROLS, DEAERATOR | General
D | SERVICES | D30 | HVAC | D3060 | CONTROLS AND INSTRUMENTATION | D306001 | HVAC CONTROLS | D306001011 | SENSOR, DEAERATOR CONTROLS | General
D | SERVICES | D30 | HVAC | D3060 | CONTROLS AND INSTRUMENTATION | D306001 | HVAC CONTROLS | D306001012 | IGNITION CONTROL SYSTEM, BURNER ASSEMBLY | General
D | SERVICES | D30 | HVAC | D3060 | CONTROLS AND INSTRUMENTATION | D306001 | HVAC CONTROLS | D306001014 | CONTROLS, BALANCE OF PLANT | General
D | SERVICES | D30 | HVAC | D3060 | CONTROLS AND INSTRUMENTATION | D306001 | HVAC CONTROLS | D306001015 | SENSOR, HVAC CONTROLS | General
D | SERVICES | D30 | HVAC | D3060 | CONTROLS AND INSTRUMENTATION | D306004 | INSTRUMENT AIR COMPRESSORS | D306004001 | AIR COMPRESSOR, CONTROLS, CENTRIFUGAL, OILED | Air Compressor, Vacuum
D | SERVICES | D30 | HVAC | D3060 | CONTROLS AND INSTRUMENTATION | D306004 | INSTRUMENT AIR COMPRESSORS | D306004002 | AIR COMPRESSOR, CONTROLS, GAS ENGINE | Air Compressor, Vacuum
D | SERVICES | D30 | HVAC | D3060 | CONTROLS AND INSTRUMENTATION | D306004 | INSTRUMENT AIR COMPRESSORS | D306004003 | AIR COMPRESSOR, CONTROLS, RECIPROCATING, OILED | Air Compressor, Vacuum
D | SERVICES | D30 | HVAC | D3060 | CONTROLS AND INSTRUMENTATION | D306004 | INSTRUMENT AIR COMPRESSORS | D306004008 | AIR COMPRESSOR, CONTROLS, SCREW, OILED | Air Compressor, Vacuum
D | SERVICES | D30 | HVAC | D3060 | CONTROLS AND INSTRUMENTATION | D306004 | INSTRUMENT AIR COMPRESSORS | D306004009 | AIR COMPRESSOR, CONTROLS, CENTRIFUGAL, OIL-FREE | Air Compressor, Vacuum
D | SERVICES | D30 | HVAC | D3060 | CONTROLS AND INSTRUMENTATION | D306004 | INSTRUMENT AIR COMPRESSORS | D306004010 | AIR COMPRESSOR, CONTROLS, RECIPROCATING, OIL-FREE | Air Compressor, Vacuum
D | SERVICES | D30 | HVAC | D3060 | CONTROLS AND INSTRUMENTATION | D306004 | INSTRUMENT AIR COMPRESSORS | D306004011 | AIR COMPRESSOR, CONTROLS, SCREW, OIL-FREE | Air Compressor, Vacuum
D | SERVICES | D30 | HVAC | D3060 | CONTROLS AND INSTRUMENTATION | D306004 | INSTRUMENT AIR COMPRESSORS | D306004012 | AIR COMPRESSOR CONTROLS, SYSTEM | Air Compressor, Vacuum
D | SERVICES | D30 | HVAC | D3060 | CONTROLS AND INSTRUMENTATION | D306004 | INSTRUMENT AIR COMPRESSORS | D306004004 | AIR DRYER, CONTROLS, AFTER COOLER AND SEPARATOR | Air Dryer
D | SERVICES | D30 | HVAC | D3060 | CONTROLS AND INSTRUMENTATION | D306004 | INSTRUMENT AIR COMPRESSORS | D306004005 | AIR DRYER, CONTROLS, REFRIGERATED | Air Dryer
D | SERVICES | D30 | HVAC | D3060 | CONTROLS AND INSTRUMENTATION | D306004 | INSTRUMENT AIR COMPRESSORS | D306004006 | AIR DRYER, CONTROLS, DESICCANT | Air Dryer
D | SERVICES | D30 | HVAC | D3060 | CONTROLS AND INSTRUMENTATION | D306004 | INSTRUMENT AIR COMPRESSORS | D306004007 | AIR DRYER, CONTROLS, GLYCOL | Air Dryer
D | SERVICES | D20 | PLUMBING | D2030 | SANITARY WASTE | D203005 | INSULATION AND IDENTIFICATION | D203005001 | PIPE INSULATION, WASTE | Building-Wide
D | SERVICES | D20 | PLUMBING | D2040 | RAIN WATER DRAINAGE | D204004 | INSULATION AND IDENTIFICATION | D204004001 | PIPE INSULATION, RAIN WATER DRAINAGE | Building-Wide
D | SERVICES | D20 | PLUMBING | D2090 | OTHER PLUMBING SYSTEMS | D209003 | INTERCEPTORS | D209003001 | GREASE TRAP | Tank
D | SERVICES | D20 | PLUMBING | D2090 | OTHER PLUMBING SYSTEMS | D209003 | INTERCEPTORS | D209003002 | CLARIFIER, GREASE | Tank
D | SERVICES | D20 | PLUMBING | D2090 | OTHER PLUMBING SYSTEMS | D209003 | INTERCEPTORS | D209003003 | INTERCEPTOR, OIL | Tank
D | SERVICES | D20 | PLUMBING | D2090 | OTHER PLUMBING SYSTEMS | D209003 | INTERCEPTORS | D209003004 | PLASTER TRAP | Tank
D | SERVICES | D20 | PLUMBING | D2090 | OTHER PLUMBING SYSTEMS | D209003 | INTERCEPTORS | D209003005 | INTERCEPTOR, SOLIDS | Tank
D | SERVICES | D50 | ELECTRICAL | D5030 | COMMUNICATIONS AND SECURITY | D503005 | INTERCOMMUNICATIONS SYSTEMS | D503005001 | RADIO FREQUENCY REPEATER, FIRST RESPONDER | Fire Alarm, Security
D | SERVICES | D50 | ELECTRICAL | D5010 | ELECTRICAL SERVICE AND DISTRIBUTION | D501004 | INTERIOR DISTRIBUTION TRANSFORMERS | D501004002 | TRANSFORMERS, SECONDARY, AREA/BLDG-WIDE | Building-Wide
D | SERVICES | D50 | ELECTRICAL | D5010 | ELECTRICAL SERVICE AND DISTRIBUTION | D501004 | INTERIOR DISTRIBUTION TRANSFORMERS | D501004001 | TRANSFORMER, SECONDARY | Transformer
C | INTERIORS | C10 | INTERIOR CONSTRUCTION | C1020 | INTERIOR DOORS | C102007 | INTERIOR DOOR HARDWARE | C102007002 | DOOR LOCK, INTERIOR | Access Point
C | INTERIORS | C10 | INTERIOR CONSTRUCTION | C1020 | INTERIOR DOORS | C102007 | INTERIOR DOOR HARDWARE | C102007001 | DOORS AND HARDWARE, INTERIOR, NON-RATED, AREA/BLDG-WIDE | Building-Wide
C | INTERIORS | C10 | INTERIOR CONSTRUCTION | C1020 | INTERIOR DOORS | C102006 | INTERIOR GATES | C102006001 | TURNSTILE, INTERIOR | Door
C | INTERIORS | C10 | INTERIOR CONSTRUCTION | C1010 | PARTITIONS | C101004 | INTERIOR GUARDRAILS AND SCREENS | C101004001 | BALUSTRADE, INTERIOR | Building-Wide
C | INTERIORS | C10 | INTERIOR CONSTRUCTION | C1010 | PARTITIONS | C101004 | INTERIOR GUARDRAILS AND SCREENS | C101004003 | HANDRAILS, INTERIOR | Building-Wide
C | INTERIORS | C10 | INTERIOR CONSTRUCTION | C1010 | PARTITIONS | C101004 | INTERIOR GUARDRAILS AND SCREENS | C101004002 | SCREEN, INTERIOR | General
C | INTERIORS | C10 | INTERIOR CONSTRUCTION | C1020 | INTERIOR DOORS | C102005 | INTERIOR OVERHEAD DOORS | C102005001 | DOOR, INTERIOR, NON-RATED, OVERHEAD | Door
C | INTERIORS | C10 | INTERIOR CONSTRUCTION | C1020 | INTERIOR DOORS | C102005 | INTERIOR OVERHEAD DOORS | C102005002 | DOOR, INTERIOR, FIRE-RATED, OVERHEAD | Door
C | INTERIORS | C20 | STAIRS | C2020 | STAIR FINISHES | C202001 | INTERIOR STAIR FINISH | C202001001 | STAIR FINISHES, TREADS | Building-Wide
F | SPECIAL CONSTRUCTION AND DEMOLITION | F10 | SPECIAL CONSTRUCTION | F1040 | SPECIAL FACILITIES | F104001 | INTERIOR SWIMMING POOLS | F104001001 | POOL, SWIMMING, INTERIOR | Water Treatment
C | INTERIORS | C10 | INTERIOR CONSTRUCTION | C1010 | PARTITIONS | C101005 | INTERIOR WINDOWS | C101005001 | GLASS, WINDOW, INTERIOR | Building-Wide
G | BUILDING SITEWORK | G20 | SITE IMPROVEMENTS | G2050 | LANDSCAPING | G205007 | IRRIGATION SYSTEMS | G205007002 | BACKFLOW PREVENTER - IRRIGATION | Backflow Preventer, Valve
G | BUILDING SITEWORK | G20 | SITE IMPROVEMENTS | G2050 | LANDSCAPING | G205007 | IRRIGATION SYSTEMS | G205007004 | BACKFLOW PREVENTER, VACUUM BREAKER - IRRIGATION | Backflow Preventer, Valve
G | BUILDING SITEWORK | G20 | SITE IMPROVEMENTS | G2050 | LANDSCAPING | G205007 | IRRIGATION SYSTEMS | G205007005 | BACKFLOW PREVENTER, VACUUM BREAKER, SPILL-RESISTANT - IRRIGATION | Backflow Preventer, Valve
G | BUILDING SITEWORK | G20 | SITE IMPROVEMENTS | G2050 | LANDSCAPING | G205007 | IRRIGATION SYSTEMS | G205007007 | DOUBLE CHECK VALVE - IRRIGATION | Backflow Preventer, Valve
G | BUILDING SITEWORK | G20 | SITE IMPROVEMENTS | G2050 | LANDSCAPING | G205007 | IRRIGATION SYSTEMS | G205007008 | METER, WATER - IRRIGATION | Backflow Preventer, Valve
G | BUILDING SITEWORK | G20 | SITE IMPROVEMENTS | G2050 | LANDSCAPING | G205007 | IRRIGATION SYSTEMS | G205007006 | PIPING, IRRIGATION | Building-Wide
G | BUILDING SITEWORK | G20 | SITE IMPROVEMENTS | G2050 | LANDSCAPING | G205007 | IRRIGATION SYSTEMS | G205007001 | SPRINKLER HEAD, IRRIGATION | Exterior Sitework
G | BUILDING SITEWORK | G20 | SITE IMPROVEMENTS | G2050 | LANDSCAPING | G205007 | IRRIGATION SYSTEMS | G205007003 | PUMP, IRRIGATION WATER | Pump
E | EQUIPMENT AND FURNISHINGS | E10 | EQUIPMENT | E1020 | INSTITUTIONAL EQUIPMENT | E102003 | LABORATORY EQUIPMENT | E102003012 | PASS-THROUGH WINDOW, ANTI-AIR CONTAMINATION | Air Handler
E | EQUIPMENT AND FURNISHINGS | E10 | EQUIPMENT | E1020 | INSTITUTIONAL EQUIPMENT | E102003 | LABORATORY EQUIPMENT | E102003001 | BIOSAFETY CABINET | Hood
E | EQUIPMENT AND FURNISHINGS | E10 | EQUIPMENT | E1020 | INSTITUTIONAL EQUIPMENT | E102003 | LABORATORY EQUIPMENT | E102003002 | STERILIZER, STEAM | Lab-Medical Service
E | EQUIPMENT AND FURNISHINGS | E10 | EQUIPMENT | E1020 | INSTITUTIONAL EQUIPMENT | E102003 | LABORATORY EQUIPMENT | E102003003 | WASHER, GLASSWARE | Lab-Medical Service
E | EQUIPMENT AND FURNISHINGS | E10 | EQUIPMENT | E1020 | INSTITUTIONAL EQUIPMENT | E102003 | LABORATORY EQUIPMENT | E102003004 | WASHER, CAGE/RACK | Lab-Medical Service
E | EQUIPMENT AND FURNISHINGS | E10 | EQUIPMENT | E1020 | INSTITUTIONAL EQUIPMENT | E102003 | LABORATORY EQUIPMENT | E102003005 | DRYER, GLASSWARE | Lab-Medical Service
E | EQUIPMENT AND FURNISHINGS | E10 | EQUIPMENT | E1020 | INSTITUTIONAL EQUIPMENT | E102003 | LABORATORY EQUIPMENT | E102003006 | ENVIRONMENTAL ROOM EXCL. MECH. SYS. | Lab-Medical Service
E | EQUIPMENT AND FURNISHINGS | E10 | EQUIPMENT | E1020 | INSTITUTIONAL EQUIPMENT | E102003 | LABORATORY EQUIPMENT | E102003007 | REFRIGERATOR / FREEZER, WALK-IN, LABORATORY, EXCLUDING REF SYS. | Lab-Medical Service
E | EQUIPMENT AND FURNISHINGS | E10 | EQUIPMENT | E1020 | INSTITUTIONAL EQUIPMENT | E102003 | LABORATORY EQUIPMENT | E102003008 | WASHER/DISINFECTOR | Lab-Medical Service
E | EQUIPMENT AND FURNISHINGS | E10 | EQUIPMENT | E1020 | INSTITUTIONAL EQUIPMENT | E102003 | LABORATORY EQUIPMENT | E102003009 | WASHER, TUNNEL | Lab-Medical Service
E | EQUIPMENT AND FURNISHINGS | E10 | EQUIPMENT | E1020 | INSTITUTIONAL EQUIPMENT | E102003 | LABORATORY EQUIPMENT | E102003010 | WASHER, CART | Lab-Medical Service
E | EQUIPMENT AND FURNISHINGS | E10 | EQUIPMENT | E1020 | INSTITUTIONAL EQUIPMENT | E102003 | LABORATORY EQUIPMENT | E102003011 | WINDOW, AUTOMATIC, STERILIZATION | Lab-Medical Service
E | EQUIPMENT AND FURNISHINGS | E10 | EQUIPMENT | E1020 | INSTITUTIONAL EQUIPMENT | E102003 | LABORATORY EQUIPMENT | E102003013 | CRYOGENIC FREEZER - LIQUID NITROGEN | Lab-Medical Service
E | EQUIPMENT AND FURNISHINGS | E10 | EQUIPMENT | E1010 | COMMERCIAL EQUIPMENT | E101004 | LAUNDRY EQUIPMENT | E101004001 | WASHER, CLOTHES | General
E | EQUIPMENT AND FURNISHINGS | E10 | EQUIPMENT | E1010 | COMMERCIAL EQUIPMENT | E101004 | LAUNDRY EQUIPMENT | E101004002 | DRYER, CLOTHES | General
E | EQUIPMENT AND FURNISHINGS | E10 | EQUIPMENT | E1010 | COMMERCIAL EQUIPMENT | E101004 | LAUNDRY EQUIPMENT | E101004003 | CHUTE | General
D | SERVICES | D20 | PLUMBING | D2010 | PLUMBING FIXTURES | D201003 | LAVATORIES | D201003001 | LAVATORY | Plumbing Fixture
D | SERVICES | D20 | PLUMBING | D2010 | PLUMBING FIXTURES | D201003 | LAVATORIES | D201003002 | WASH FOUNTAIN | Plumbing Fixture
G | BUILDING SITEWORK | G30 | SITE CIVIL/MECHANICAL UTILITIES | G3030 | STORM SEWER | G303003 | LIFT STATIONS | G303003001 | PUMP, VERTICAL TURBINE, STORMWATER | Pump
G | BUILDING SITEWORK | G30 | SITE CIVIL/MECHANICAL UTILITIES | G3030 | STORM SEWER | G303003 | LIFT STATIONS | G303003002 | PUMP, STORMWATER, DIESEL | Pump
G | BUILDING SITEWORK | G30 | SITE CIVIL/MECHANICAL UTILITIES | G3020 | SANITARY SEWER | G302003 | LIFT STATIONS AND PUMPING STATIONS | G302003001 | GRIT DRIVE | Water Treatment
G | BUILDING SITEWORK | G30 | SITE CIVIL/MECHANICAL UTILITIES | G3020 | SANITARY SEWER | G302003 | LIFT STATIONS AND PUMPING STATIONS | G302003002 | SEWAGE MIXER | Water Treatment
D | SERVICES | D50 | ELECTRICAL | D5020 | LIGHTING AND BRANCH WIRING | D502002 | LIGHTING EQUIPMENT | D502002001 | LIGHTING, EXTERIOR, NON-LED | Building-Wide
D | SERVICES | D50 | ELECTRICAL | D5020 | LIGHTING AND BRANCH WIRING | D502002 | LIGHTING EQUIPMENT | D502002002 | LIGHTING, EXTERIOR, LED | Building-Wide
D | SERVICES | D50 | ELECTRICAL | D5020 | LIGHTING AND BRANCH WIRING | D502002 | LIGHTING EQUIPMENT | D502002003 | LIGHTING, EXTERIOR | Building-Wide
D | SERVICES | D50 | ELECTRICAL | D5020 | LIGHTING AND BRANCH WIRING | D502002 | LIGHTING EQUIPMENT | D502002006 | LIGHTING, INTERIOR, FLUORESCENT | Building-Wide
D | SERVICES | D50 | ELECTRICAL | D5020 | LIGHTING AND BRANCH WIRING | D502002 | LIGHTING EQUIPMENT | D502002008 | LIGHTING, INTERIOR | Building-Wide
D | SERVICES | D50 | ELECTRICAL | D5020 | LIGHTING AND BRANCH WIRING | D502002 | LIGHTING EQUIPMENT | D502002005 | LIGHTING DIMMER PANEL | Electrical Panel, Switch
D | SERVICES | D50 | ELECTRICAL | D5020 | LIGHTING AND BRANCH WIRING | D502002 | LIGHTING EQUIPMENT | D502002004 | LIGHTING, EXTERIOR, WALL-MOUNT HID | General
D | SERVICES | D50 | ELECTRICAL | D5020 | LIGHTING AND BRANCH WIRING | D502002 | LIGHTING EQUIPMENT | D502002007 | SPOTLIGHTS | General
D | SERVICES | D50 | ELECTRICAL | D5020 | LIGHTING AND BRANCH WIRING | D502002 | LIGHTING EQUIPMENT | D502002009 | LIGHTING, ULTRAVIOLET | General
D | SERVICES | D50 | ELECTRICAL | D5020 | LIGHTING AND BRANCH WIRING | D502002 | LIGHTING EQUIPMENT | D502002010 | LIGHTING, OPERATING ROOM OVERHEAD | Lab-Medical Service
D | SERVICES | D50 | ELECTRICAL | D5090 | OTHER ELECTRICAL SERVICES | D509004 | LIGHTNING PROTECTION | D509004001 | LIGHTNING PROTECTION | Roof
G | BUILDING SITEWORK | G30 | SITE CIVIL/MECHANICAL UTILITIES | G3060 | FUEL DISTRIBUTION | G306003 | LIQUID FUEL DISPENSING EQUIPMENT | G306003001 | FUEL DISPENSER, MOTOR VEHICLE AND PORTABLE EQUIPMENT | General
E | EQUIPMENT AND FURNISHINGS | E10 | EQUIPMENT | E1030 | VEHICULAR EQUIPMENT | E103002 | LOADING DOCK EQUIPMENT | E103002002 | DOCK LEVELER | Elevator Hydraulic
E | EQUIPMENT AND FURNISHINGS | E10 | EQUIPMENT | E1030 | VEHICULAR EQUIPMENT | E103002 | LOADING DOCK EQUIPMENT | E103002001 | RAMP, ADJUSTABLE LOADING | General
B | SHELL | B30 | ROOFING | B3010 | ROOF COVERINGS | B301002 | LOW SLOPE MEMBRANE SYSTEMS | B301002001 | ROOF, FLAT, MEMBRANE | Roof
B | SHELL | B30 | ROOFING | B3010 | ROOF COVERINGS | B301002 | LOW SLOPE MEMBRANE SYSTEMS | B301002002 | ROOF, FLAT, VEGETATIVE | Roof
B | SHELL | B30 | ROOFING | B3010 | ROOF COVERINGS | B301002 | LOW SLOPE MEMBRANE SYSTEMS | B301002003 | ROOF, FLAT, SPLIT SLAB CONCRETE | Roof
B | SHELL | B30 | ROOFING | B3010 | ROOF COVERINGS | B301002 | LOW SLOPE MEMBRANE SYSTEMS | B301002004 | ROOF, FLAT, BUILT-UP | Roof
B | SHELL | B30 | ROOFING | B3010 | ROOF COVERINGS | B301002 | LOW SLOPE MEMBRANE SYSTEMS | B301002005 | ROOF, FLAT, MODIFIED / BITUMINOUS | Roof
D | SERVICES | D50 | ELECTRICAL | D5010 | ELECTRICAL SERVICE AND DISTRIBUTION | D501003 | MAIN SWITCHBOARDS | D501003001 | SWITCHGEAR, PARALLELING | Electrical Panel, Switch
D | SERVICES | D50 | ELECTRICAL | D5010 | ELECTRICAL SERVICE AND DISTRIBUTION | D501003 | MAIN SWITCHBOARDS | D501003002 | SWITCHGEAR AND DISTRIBUTION PANEL ASSEMBLY, HIGH VOLTAGE | Electrical Panel, Switch
D | SERVICES | D50 | ELECTRICAL | D5010 | ELECTRICAL SERVICE AND DISTRIBUTION | D501003 | MAIN SWITCHBOARDS | D501003003 | BUS DUCT, HIGH VOLTAGE | Electrical Panel, Switch
D | SERVICES | D50 | ELECTRICAL | D5010 | ELECTRICAL SERVICE AND DISTRIBUTION | D501003 | MAIN SWITCHBOARDS | D501003004 | BUS DUCT, LOW VOLTAGE | Electrical Panel, Switch
D | SERVICES | D50 | ELECTRICAL | D5010 | ELECTRICAL SERVICE AND DISTRIBUTION | D501003 | MAIN SWITCHBOARDS | D501003005 | SWITCHGEAR AND DISTRIBUTION PANEL ASSEMBLY, LOW VOLTAGE | Electrical Panel, Switch
D | SERVICES | D50 | ELECTRICAL | D5010 | ELECTRICAL SERVICE AND DISTRIBUTION | D501001 | MAIN TRANSFORMERS | D501001001 | TRANSFORMER, PRIMARY, DRY | Transformer
D | SERVICES | D50 | ELECTRICAL | D5010 | ELECTRICAL SERVICE AND DISTRIBUTION | D501001 | MAIN TRANSFORMERS | D501001002 | TRANSFORMER, PRIMARY, OIL-FILLED | Transformer
G | BUILDING SITEWORK | G20 | SITE IMPROVEMENTS | G2020 | PARKING LOTS | G202004 | MARKING AND SIGNAGE | G202004001 | TRAFFIC LIGHT | General
E | EQUIPMENT AND FURNISHINGS | E10 | EQUIPMENT | E1020 | INSTITUTIONAL EQUIPMENT | E102002 | MEDICAL EQUIPMENT | E102002003 | WARMER, BLANKET | General
E | EQUIPMENT AND FURNISHINGS | E10 | EQUIPMENT | E1020 | INSTITUTIONAL EQUIPMENT | E102002 | MEDICAL EQUIPMENT | E102002004 | GROSSING STATION | Hood
E | EQUIPMENT AND FURNISHINGS | E10 | EQUIPMENT | E1020 | INSTITUTIONAL EQUIPMENT | E102002 | MEDICAL EQUIPMENT | E102002001 | PATIENT LAMINAR FLOW ROOM | Lab-Medical Service
E | EQUIPMENT AND FURNISHINGS | E10 | EQUIPMENT | E1020 | INSTITUTIONAL EQUIPMENT | E102002 | MEDICAL EQUIPMENT | E102002002 | PATIENT ISOLATION ROOM | Lab-Medical Service
E | EQUIPMENT AND FURNISHINGS | E10 | EQUIPMENT | E1020 | INSTITUTIONAL EQUIPMENT | E102002 | MEDICAL EQUIPMENT | E102002005 | DEFIBRILLATOR, AUTOMATED EXTERNAL | Lab-Medical Service
E | EQUIPMENT AND FURNISHINGS | E10 | EQUIPMENT | E1020 | INSTITUTIONAL EQUIPMENT | E102002 | MEDICAL EQUIPMENT | E102002006 | WHEELCHAIR, MANUAL | Lab-Medical Service
E | EQUIPMENT AND FURNISHINGS | E10 | EQUIPMENT | E1020 | INSTITUTIONAL EQUIPMENT | E102002 | MEDICAL EQUIPMENT | E102002007 | SCALE, STAND-ON | Lab-Medical Service
E | EQUIPMENT AND FURNISHINGS | E10 | EQUIPMENT | E1020 | INSTITUTIONAL EQUIPMENT | E102002 | MEDICAL EQUIPMENT | E102002008 | SCALE, ROLL-ON | Lab-Medical Service
E | EQUIPMENT AND FURNISHINGS | E10 | EQUIPMENT | E1020 | INSTITUTIONAL EQUIPMENT | E102002 | MEDICAL EQUIPMENT | E102002009 | SCALE, PORTABLE | Lab-Medical Service
E | EQUIPMENT AND FURNISHINGS | E10 | EQUIPMENT | E1020 | INSTITUTIONAL EQUIPMENT | E102002 | MEDICAL EQUIPMENT | E102002010 | INCUBATOR | Lab-Medical Service
E | EQUIPMENT AND FURNISHINGS | E10 | EQUIPMENT | E1020 | INSTITUTIONAL EQUIPMENT | E102002 | MEDICAL EQUIPMENT | E102002011 | SURGICAL BOOM | Lab-Medical Service
E | EQUIPMENT AND FURNISHINGS | E10 | EQUIPMENT | E1020 | INSTITUTIONAL EQUIPMENT | E102002 | MEDICAL EQUIPMENT | E102002012 | PATIENT LIFT | Lab-Medical Service
E | EQUIPMENT AND FURNISHINGS | E10 | EQUIPMENT | E1020 | INSTITUTIONAL EQUIPMENT | E102002 | MEDICAL EQUIPMENT | E102002013 | PATIENT LIFT TRACK | Lab-Medical Service
E | EQUIPMENT AND FURNISHINGS | E10 | EQUIPMENT | E1020 | INSTITUTIONAL EQUIPMENT | E102002 | MEDICAL EQUIPMENT | E102002014 | PATIENT BED, MOVABLE | Lab-Medical Service
E | EQUIPMENT AND FURNISHINGS | E10 | EQUIPMENT | E1020 | INSTITUTIONAL EQUIPMENT | E102002 | MEDICAL EQUIPMENT | E102002015 | PATIENT BED, NON-MOVABLE | Lab-Medical Service
E | EQUIPMENT AND FURNISHINGS | E10 | EQUIPMENT | E1020 | INSTITUTIONAL EQUIPMENT | E102002 | MEDICAL EQUIPMENT | E102002016 | CRIB / BASSINET | Lab-Medical Service
E | EQUIPMENT AND FURNISHINGS | E10 | EQUIPMENT | E1020 | INSTITUTIONAL EQUIPMENT | E102002 | MEDICAL EQUIPMENT | E102002017 | STRETCHER | Lab-Medical Service
E | EQUIPMENT AND FURNISHINGS | E10 | EQUIPMENT | E1020 | INSTITUTIONAL EQUIPMENT | E102002 | MEDICAL EQUIPMENT | E102002018 | PATIENT TABLE, EXAM | Lab-Medical Service
E | EQUIPMENT AND FURNISHINGS | E10 | EQUIPMENT | E1020 | INSTITUTIONAL EQUIPMENT | E102002 | MEDICAL EQUIPMENT | E102002019 | PATIENT TABLE, OPERATING | Lab-Medical Service
E | EQUIPMENT AND FURNISHINGS | E10 | EQUIPMENT | E1020 | INSTITUTIONAL EQUIPMENT | E102002 | MEDICAL EQUIPMENT | E102002020 | PATIENT CHAIR, EXAM | Lab-Medical Service
G | BUILDING SITEWORK | G20 | SITE IMPROVEMENTS | G2020 | PARKING LOTS | G202007 | MISCELLANEOUS STRUCTURES AND EQUIPMENT | G202007001 | BOOTH, PARKING FEE | General
E | EQUIPMENT AND FURNISHINGS | E10 | EQUIPMENT | E1020 | INSTITUTIONAL EQUIPMENT | E102004 | MORTUARY EQUIPMENT | E102004002 | CREMATION CHAMBER | Lab-Medical Service
E | EQUIPMENT AND FURNISHINGS | E10 | EQUIPMENT | E1020 | INSTITUTIONAL EQUIPMENT | E102004 | MORTUARY EQUIPMENT | E102004001 | REFRIGERATOR, MORGUE | Refrigeration Unitary
D | SERVICES | D50 | ELECTRICAL | D5010 | ELECTRICAL SERVICE AND DISTRIBUTION | D501007 | MOTOR CONTROL CENTERS | D501007002 | MOTOR CONTROL CENTER | Electrical Panel, Switch
D | SERVICES | D50 | ELECTRICAL | D5010 | ELECTRICAL SERVICE AND DISTRIBUTION | D501007 | MOTOR CONTROL CENTERS | D501007003 | MOTOR CONTROLLER | Electrical Panel, Switch
D | SERVICES | D50 | ELECTRICAL | D5010 | ELECTRICAL SERVICE AND DISTRIBUTION | D501007 | MOTOR CONTROL CENTERS | D501007001 | MOTOR | Motor
D | SERVICES | D10 | CONVEYING | D1020 | ESCALATORS AND MOVING WALKS | D102001 | MOVING STAIRS | D102001001 | ESCALATOR | Elevator Traction
D | SERVICES | D10 | CONVEYING | D1020 | ESCALATORS AND MOVING WALKS | D102002 | MOVING WALKS | D102002001 | MOVING WALKWAY | Elevator Traction
G | BUILDING SITEWORK | G30 | SITE CIVIL/MECHANICAL UTILITIES | G3010 | WATER SUPPLY | G301006 | NON-POTABLE WATER DISTRIBUTION | G301006001 | RESERVOIR, BANK-SIDE | Exterior Sitework
D | SERVICES | D50 | ELECTRICAL | D5030 | COMMUNICATIONS AND SECURITY | D503003 | NURSE CALL SYSTEMS | D503003001 | CALL SYSTEM, NURSE | Building-Wide
E | EQUIPMENT AND FURNISHINGS | E10 | EQUIPMENT | E1010 | COMMERCIAL EQUIPMENT | E101008 | OFFICE EQUIPMENT | E101008001 | COMPUTER, PERSONAL | General
D | SERVICES | D30 | HVAC | D3010 | ENERGY SUPPLY | D301001 | OIL SUPPLY SYSTEM | D301001006 | METER, FUEL OIL | Backflow Preventer, Valve
D | SERVICES | D30 | HVAC | D3010 | ENERGY SUPPLY | D301001 | OIL SUPPLY SYSTEM | D301001008 | VALVE - FUEL OIL | Backflow Preventer, Valve
D | SERVICES | D30 | HVAC | D3010 | ENERGY SUPPLY | D301001 | OIL SUPPLY SYSTEM | D301001009 | VALVE, PRESSURE REGULATING - FUEL OIL | Backflow Preventer, Valve
D | SERVICES | D30 | HVAC | D3010 | ENERGY SUPPLY | D301001 | OIL SUPPLY SYSTEM | D301001005 | PIPING, FUEL OIL | Building-Wide
D | SERVICES | D30 | HVAC | D3010 | ENERGY SUPPLY | D301001 | OIL SUPPLY SYSTEM | D301001003 | FILTER, FUEL OIL | Filter
D | SERVICES | D30 | HVAC | D3010 | ENERGY SUPPLY | D301001 | OIL SUPPLY SYSTEM | D301001007 | SENSOR, FUEL OIL SUPPLY SYSTEM CONTROLS | General
D | SERVICES | D30 | HVAC | D3010 | ENERGY SUPPLY | D301001 | OIL SUPPLY SYSTEM | D301001010 | CONTROLS, FUEL OIL SUPPLY SYSTEM | General
D | SERVICES | D30 | HVAC | D3010 | ENERGY SUPPLY | D301001 | OIL SUPPLY SYSTEM | D301001002 | PUMP, ROTARY, FUEL OIL | Pump
D | SERVICES | D30 | HVAC | D3010 | ENERGY SUPPLY | D301001 | OIL SUPPLY SYSTEM | D301001011 | FUEL PUMP SYSTEM | Pump
D | SERVICES | D30 | HVAC | D3010 | ENERGY SUPPLY | D301001 | OIL SUPPLY SYSTEM | D301001001 | TANK, STORAGE - FUEL OIL, ABOVE-GROUND | Tank
D | SERVICES | D30 | HVAC | D3010 | ENERGY SUPPLY | D301001 | OIL SUPPLY SYSTEM | D301001004 | TANK, STORAGE - FUEL OIL, UNDERGROUND | Tank
D | SERVICES | D30 | HVAC | D3010 | ENERGY SUPPLY | D301001 | OIL SUPPLY SYSTEM | D301001012 | TANK, STORAGE - GASOLINE, ABOVE-GROUND | Tank
D | SERVICES | D30 | HVAC | D3010 | ENERGY SUPPLY | D301001 | OIL SUPPLY SYSTEM | D301001013 | TANK, STORAGE - GASOLINE, UNDERGROUND | Tank
G | BUILDING SITEWORK | G30 | SITE CIVIL/MECHANICAL UTILITIES | G3050 | COOLING DISTRIBUTION | G305006 | ON-SITE COOLING TOWERS | G305006001 | WATER TREATMENT, COOLING TOWER | Water Treatment
D | SERVICES | D10 | CONVEYING | D1090 | OTHER CONVEYING SYSTEMS | D109005 | OPERABLE SCAFFOLDING | D109005001 | SCAFFOLD, POWERED | General
C | INTERIORS | C30 | INTERIOR FINISHES | C3030 | CEILING FINISHES | C303099 | OTHER CEILING AND CEILING FINISHES | C303099001 | FINISHES, INTERIOR CEILING, GENERAL | Building-Wide
D | SERVICES | D50 | ELECTRICAL | D5030 | COMMUNICATIONS AND SECURITY | D503099 | OTHER COMMUNICATIONS AND ALARM SYSTEMS | D503099001 | MONITORING SYSTEM, CO/NO2 | Fire Alarm, Security
D | SERVICES | D50 | ELECTRICAL | D5030 | COMMUNICATIONS AND SECURITY | D503099 | OTHER COMMUNICATIONS AND ALARM SYSTEMS | D503099002 | MONITORING SYSTEM, REFRIGERANT LEAK | Fire Alarm, Security
D | SERVICES | D50 | ELECTRICAL | D5030 | COMMUNICATIONS AND SECURITY | D503099 | OTHER COMMUNICATIONS AND ALARM SYSTEMS | D503099003 | ALARMS, GENERAL | Fire Alarm, Security
D | SERVICES | D50 | ELECTRICAL | D5030 | COMMUNICATIONS AND SECURITY | D503099 | OTHER COMMUNICATIONS AND ALARM SYSTEMS | D503099004 | MONITORING SYSTEM, HYDROGEN GAS | Fire Alarm, Security
D | SERVICES | D50 | ELECTRICAL | D5030 | COMMUNICATIONS AND SECURITY | D503099 | OTHER COMMUNICATIONS AND ALARM SYSTEMS | D503099005 | MONITORING SYSTEM, OXYGEN DEPLETION | Fire Alarm, Security
D | SERVICES | D50 | ELECTRICAL | D5030 | COMMUNICATIONS AND SECURITY | D503099 | OTHER COMMUNICATIONS AND ALARM SYSTEMS | D503099006 | MONITORING SYSTEM, LEAK, BALANCE OF PLANT | Fire Alarm, Security
D | SERVICES | D50 | ELECTRICAL | D5030 | COMMUNICATIONS AND SECURITY | D503099 | OTHER COMMUNICATIONS AND ALARM SYSTEMS | D503099007 | SENSOR, CHEMICAL LEAK | Fire Alarm, Security
D | SERVICES | D50 | ELECTRICAL | D5030 | COMMUNICATIONS AND SECURITY | D503099 | OTHER COMMUNICATIONS AND ALARM SYSTEMS | D503099008 | MONITORING SYSTEM, TEMP/HUMIDITY/LOCATION | Tag
G | BUILDING SITEWORK | G30 | SITE CIVIL/MECHANICAL UTILITIES | G3050 | COOLING DISTRIBUTION | G305099 | OTHER COOLING DISTRIBUTION | G305099001 | STRUCTURE, THERMAL ENERGY STORAGE, ABOVE-GROUND | Exterior Sitework
G | BUILDING SITEWORK | G30 | SITE CIVIL/MECHANICAL UTILITIES | G3050 | COOLING DISTRIBUTION | G305099 | OTHER COOLING DISTRIBUTION | G305099002 | STRUCTURE, THERMAL ENERGY STORAGE, UNDERGROUND | Exterior Sitework
G | BUILDING SITEWORK | G40 | SITE ELECTRICAL UTILITIES | G4010 | ELECTRICAL DISTRIBUTION | G401099 | OTHER ELECTRIC TRANSMISSION AND DISTRIBUTION | G401099021 | VALVE, AIR, GENERATOR PURGE | Damper
G | BUILDING SITEWORK | G40 | SITE ELECTRICAL UTILITIES | G4010 | ELECTRICAL DISTRIBUTION | G401099 | OTHER ELECTRIC TRANSMISSION AND DISTRIBUTION | G401099001 | PHOTOVOLTAIC POWER PANEL | Electrical Panel, Switch
G | BUILDING SITEWORK | G40 | SITE ELECTRICAL UTILITIES | G4010 | ELECTRICAL DISTRIBUTION | G401099 | OTHER ELECTRIC TRANSMISSION AND DISTRIBUTION | G401099020 | FAN, CENTRIFUGAL, GENERATOR PURGE, DIRECT-DRIVE | Fan
G | BUILDING SITEWORK | G40 | SITE ELECTRICAL UTILITIES | G4010 | ELECTRICAL DISTRIBUTION | G401099 | OTHER ELECTRIC TRANSMISSION AND DISTRIBUTION | G401099005 | CONTROLS, POWER GENERATOR | General
G | BUILDING SITEWORK | G40 | SITE ELECTRICAL UTILITIES | G4010 | ELECTRICAL DISTRIBUTION | G401099 | OTHER ELECTRIC TRANSMISSION AND DISTRIBUTION | G401099010 | EMISSION CONTROLS, SELECTIVE CATALYST REDUCTION | General
G | BUILDING SITEWORK | G40 | SITE ELECTRICAL UTILITIES | G4010 | ELECTRICAL DISTRIBUTION | G401099 | OTHER ELECTRIC TRANSMISSION AND DISTRIBUTION | G401099002 | GENERATOR, NATURAL GAS TURBINE | Generator
G | BUILDING SITEWORK | G40 | SITE ELECTRICAL UTILITIES | G4010 | ELECTRICAL DISTRIBUTION | G401099 | OTHER ELECTRIC TRANSMISSION AND DISTRIBUTION | G401099003 | COGENERATION UNIT, NATURAL GAS | Generator
G | BUILDING SITEWORK | G40 | SITE ELECTRICAL UTILITIES | G4010 | ELECTRICAL DISTRIBUTION | G401099 | OTHER ELECTRIC TRANSMISSION AND DISTRIBUTION | G401099004 | GENERATOR, RECIPROCATING ENGINE | Generator
G | BUILDING SITEWORK | G40 | SITE ELECTRICAL UTILITIES | G4010 | ELECTRICAL DISTRIBUTION | G401099 | OTHER ELECTRIC TRANSMISSION AND DISTRIBUTION | G401099008 | HEAT EXCHANGER, PLATE AND FRAME, BRAZED, LUBRICATION OIL | Heat Exchanger
G | BUILDING SITEWORK | G40 | SITE ELECTRICAL UTILITIES | G4010 | ELECTRICAL DISTRIBUTION | G401099 | OTHER ELECTRIC TRANSMISSION AND DISTRIBUTION | G401099016 | HEAT EXCHANGER, PLATE AND FRAME, GENERATOR COOLING WATER | Heat Exchanger
G | BUILDING SITEWORK | G40 | SITE ELECTRICAL UTILITIES | G4010 | ELECTRICAL DISTRIBUTION | G401099 | OTHER ELECTRIC TRANSMISSION AND DISTRIBUTION | G401099019 | HEAT EXCHANGER, PLATE AND FRAME, LUBRICATION OIL | Heat Exchanger
G | BUILDING SITEWORK | G40 | SITE ELECTRICAL UTILITIES | G4010 | ELECTRICAL DISTRIBUTION | G401099 | OTHER ELECTRIC TRANSMISSION AND DISTRIBUTION | G401099006 | RESISTOR, NEUTRAL GROUNDING, CONVECTION | Load Bank
G | BUILDING SITEWORK | G40 | SITE ELECTRICAL UTILITIES | G4010 | ELECTRICAL DISTRIBUTION | G401099 | OTHER ELECTRIC TRANSMISSION AND DISTRIBUTION | G401099009 | PUMP, LUBRICATION OIL | Pump
G | BUILDING SITEWORK | G40 | SITE ELECTRICAL UTILITIES | G4010 | ELECTRICAL DISTRIBUTION | G401099 | OTHER ELECTRIC TRANSMISSION AND DISTRIBUTION | G401099011 | PUMP, ROTARY, DIESEL EXHAUST FLUID | Pump
G | BUILDING SITEWORK | G40 | SITE ELECTRICAL UTILITIES | G4010 | ELECTRICAL DISTRIBUTION | G401099 | OTHER ELECTRIC TRANSMISSION AND DISTRIBUTION | G401099012 | PUMP, CHEMICAL INJECTION, DIESEL EXHAUST FLUID | Pump
G | BUILDING SITEWORK | G40 | SITE ELECTRICAL UTILITIES | G4010 | ELECTRICAL DISTRIBUTION | G401099 | OTHER ELECTRIC TRANSMISSION AND DISTRIBUTION | G401099013 | PUMP, ROTARY, LUBRICATION OIL | Pump
G | BUILDING SITEWORK | G40 | SITE ELECTRICAL UTILITIES | G4010 | ELECTRICAL DISTRIBUTION | G401099 | OTHER ELECTRIC TRANSMISSION AND DISTRIBUTION | G401099017 | PUMP, GENERATOR COOLING WATER | Pump
G | BUILDING SITEWORK | G40 | SITE ELECTRICAL UTILITIES | G4010 | ELECTRICAL DISTRIBUTION | G401099 | OTHER ELECTRIC TRANSMISSION AND DISTRIBUTION | G401099007 | TANK, LUBRICATION OIL | Tank
G | BUILDING SITEWORK | G40 | SITE ELECTRICAL UTILITIES | G4010 | ELECTRICAL DISTRIBUTION | G401099 | OTHER ELECTRIC TRANSMISSION AND DISTRIBUTION | G401099014 | TANK, DIESEL EXHAUST FLUID, ABOVE-GROUND | Tank
G | BUILDING SITEWORK | G40 | SITE ELECTRICAL UTILITIES | G4010 | ELECTRICAL DISTRIBUTION | G401099 | OTHER ELECTRIC TRANSMISSION AND DISTRIBUTION | G401099015 | TANK, DIESEL EXHAUST FLUID, UNDERGROUND | Tank
G | BUILDING SITEWORK | G40 | SITE ELECTRICAL UTILITIES | G4010 | ELECTRICAL DISTRIBUTION | G401099 | OTHER ELECTRIC TRANSMISSION AND DISTRIBUTION | G401099018 | EXPANSION TANK - GENERATOR COOLING WATER | Tank
D | SERVICES | D10 | CONVEYING | D1010 | ELEVATORS AND LIFTS | D101099 | OTHER ELEVATORS | D101099001 | LIFT, ELECTRIC, STAGE SCREEN | Elevator Hydraulic
D | SERVICES | D10 | CONVEYING | D1010 | ELEVATORS AND LIFTS | D101099 | OTHER ELEVATORS | D101099002 | LIFT, SCISSOR | Elevator Hydraulic
D | SERVICES | D10 | CONVEYING | D1010 | ELEVATORS AND LIFTS | D101099 | OTHER ELEVATORS | D101099004 | DUMBWAITER, HYDRAULIC | Elevator Hydraulic
D | SERVICES | D10 | CONVEYING | D1010 | ELEVATORS AND LIFTS | D101099 | OTHER ELEVATORS | D101099003 | DUMBWAITER, TRACTION | Elevator Traction
D | SERVICES | D30 | HVAC | D3010 | ENERGY SUPPLY | D301099 | OTHER ENERGY SUPPLY | D301099011 | VALVE - GEOTHERMAL | Backflow Preventer, Valve
D | SERVICES | D30 | HVAC | D3010 | ENERGY SUPPLY | D301099 | OTHER ENERGY SUPPLY | D301099012 | DOUBLE CHECK VALVE - GEOTHERMAL | Backflow Preventer, Valve
D | SERVICES | D30 | HVAC | D3010 | ENERGY SUPPLY | D301099 | OTHER ENERGY SUPPLY | D301099013 | BACKFLOW PREVENTER - GEOTHERMAL | Backflow Preventer, Valve
D | SERVICES | D30 | HVAC | D3010 | ENERGY SUPPLY | D301099 | OTHER ENERGY SUPPLY | D301099014 | BACKFLOW PREVENTER, VACUUM BREAKER - GEOTHERMAL | Backflow Preventer, Valve
D | SERVICES | D30 | HVAC | D3010 | ENERGY SUPPLY | D301099 | OTHER ENERGY SUPPLY | D301099015 | BACKFLOW PREVENTER, VACUUM BREAKER, SPILL-RESISTANT - GEOTHERMAL | Backflow Preventer, Valve
D | SERVICES | D30 | HVAC | D3010 | ENERGY SUPPLY | D301099 | OTHER ENERGY SUPPLY | D301099016 | METER, WATER - GEOTHERMAL | Backflow Preventer, Valve
D | SERVICES | D30 | HVAC | D3010 | ENERGY SUPPLY | D301099 | OTHER ENERGY SUPPLY | D301099001 | PIPING, GEOTHERMAL | Building-Wide
D | SERVICES | D30 | HVAC | D3010 | ENERGY SUPPLY | D301099 | OTHER ENERGY SUPPLY | D301099010 | FILTER, WATER, MEDIA CARTRIDGE, GEOTHERMAL | Filter
D | SERVICES | D30 | HVAC | D3010 | ENERGY SUPPLY | D301099 | OTHER ENERGY SUPPLY | D301099004 | HEAT EXCHANGER, PLATE AND FRAME, GEOTHERMAL | Heat Exchanger
D | SERVICES | D30 | HVAC | D3010 | ENERGY SUPPLY | D301099 | OTHER ENERGY SUPPLY | D301099005 | HEAT EXCHANGER, PLATE AND FRAME, BRAZED, GEOTHERMAL | Heat Exchanger
D | SERVICES | D30 | HVAC | D3010 | ENERGY SUPPLY | D301099 | OTHER ENERGY SUPPLY | D301099002 | PUMP, GEOTHERMAL | Pump
D | SERVICES | D30 | HVAC | D3010 | ENERGY SUPPLY | D301099 | OTHER ENERGY SUPPLY | D301099003 | PUMP, VERTICAL TURBINE, GEOTHERMAL | Pump
D | SERVICES | D30 | HVAC | D3010 | ENERGY SUPPLY | D301099 | OTHER ENERGY SUPPLY | D301099006 | TANK, STORAGE - GEOTHERMAL | Tank
D | SERVICES | D30 | HVAC | D3010 | ENERGY SUPPLY | D301099 | OTHER ENERGY SUPPLY | D301099007 | EXPANSION TANK - GEOTHERMAL | Tank
D | SERVICES | D30 | HVAC | D3010 | ENERGY SUPPLY | D301099 | OTHER ENERGY SUPPLY | D301099008 | SEPARATOR, AIR/SOLID - GEOTHERMAL | Tank
D | SERVICES | D30 | HVAC | D3010 | ENERGY SUPPLY | D301099 | OTHER ENERGY SUPPLY | D301099009 | CHEMICAL SHOT FEEDER, GEOTHERMAL | Water Treatment
B | SHELL | B20 | EXTERIOR ENCLOSURE | B2030 | EXTERIOR DOORS | B203099 | OTHER EXTERIOR PERSONNEL DOORS | B203099001 | DOOR, EXTERIOR, SWINGING | Door
B | SHELL | B20 | EXTERIOR ENCLOSURE | B2030 | EXTERIOR DOORS | B203099 | OTHER EXTERIOR PERSONNEL DOORS | B203099002 | DOOR, EXTERIOR, SAFETY | Door
B | SHELL | B20 | EXTERIOR ENCLOSURE | B2030 | EXTERIOR DOORS | B203099 | OTHER EXTERIOR PERSONNEL DOORS | B203099003 | DOOR, EXTERIOR, SLIDING, ELECTRIC | Door
B | SHELL | B20 | EXTERIOR ENCLOSURE | B2030 | EXTERIOR DOORS | B203099 | OTHER EXTERIOR PERSONNEL DOORS | B203099004 | DOOR, EXTERIOR, SLIDING, MANUAL | Door
B | SHELL | B10 | SUPERSTRUCTURE | B1010 | FLOOR CONSTRUCTION | B101099 | OTHER FLOOR CONSTRUCTION | B101099001 | FIRE ESCAPE | Fire Alarm, Security
C | INTERIORS | C30 | INTERIOR FINISHES | C3020 | FLOOR FINISHES | C302099 | OTHER FLOORING AND FLOOR FINISHES | C302099001 | FINISHES, INTERIOR FLOOR, GENERAL | Building-Wide
D | SERVICES | D30 | HVAC | D3020 | HEAT GENERATING SYSTEMS | D302099 | OTHER HEAT GENERATING SYSTEMS | D302099001 | BOILER, THERMAL FLUID, DUAL FUEL | Boiler
D | SERVICES | D30 | HVAC | D3020 | HEAT GENERATING SYSTEMS | D302099 | OTHER HEAT GENERATING SYSTEMS | D302099002 | BOILER, THERMAL FLUID, ELECTRIC | Boiler
C | INTERIORS | C10 | INTERIOR CONSTRUCTION | C1020 | INTERIOR DOORS | C102099 | OTHER INTERIOR PERSONNEL DOORS | C102099001 | DOOR, INTERIOR, SAFETY | Door
C | INTERIORS | C10 | INTERIOR CONSTRUCTION | C1020 | INTERIOR DOORS | C102098 | OTHER INTERIOR SPECIALTY DOORS | C102098001 | DOOR, INTERIOR, RADIO FREQUENCY-SHIELDED | Door
G | BUILDING SITEWORK | G20 | SITE IMPROVEMENTS | G2050 | LANDSCAPING | G205099 | OTHER LANDSCAPING | G205099001 | LANDSCAPE, GENERAL | General
B | SHELL | B10 | SUPERSTRUCTURE | B1020 | ROOF CONSTRUCTION | B102099 | OTHER ROOF CONSTRUCTION | B102099001 | DECK, WOOD, EXTERIOR, IPE | Roof
G | BUILDING SITEWORK | G20 | SITE IMPROVEMENTS | G2040 | SITE DEVELOPMENT | G204099 | OTHER SITE IMPROVEMENTS | G204099001 | PERGOLA | Exterior Sitework
D | SERVICES | D30 | HVAC | D3090 | OTHER HVAC SYSTEMS AND EQUIPMENT | D309099 | OTHER SPECIAL MECHANICAL SYSTEMS | D309099003 | PAINT BOOTH, BELT-DRIVE | Air Handler
D | SERVICES | D30 | HVAC | D3090 | OTHER HVAC SYSTEMS AND EQUIPMENT | D309099 | OTHER SPECIAL MECHANICAL SYSTEMS | D309099004 | DUST COLLECTOR, CYCLONE, DIRECT DRIVE | Air Handler
D | SERVICES | D30 | HVAC | D3090 | OTHER HVAC SYSTEMS AND EQUIPMENT | D309099 | OTHER SPECIAL MECHANICAL SYSTEMS | D309099005 | DUST COLLECTOR, CYCLONE, BELT DRIVE | Air Handler
D | SERVICES | D30 | HVAC | D3090 | OTHER HVAC SYSTEMS AND EQUIPMENT | D309099 | OTHER SPECIAL MECHANICAL SYSTEMS | D309099009 | DOWNDRAFT TABLE | Air Handler
D | SERVICES | D30 | HVAC | D3090 | OTHER HVAC SYSTEMS AND EQUIPMENT | D309099 | OTHER SPECIAL MECHANICAL SYSTEMS | D309099010 | PAINT BOOTH, FULLY ENCLOSED | Air Handler
D | SERVICES | D30 | HVAC | D3090 | OTHER HVAC SYSTEMS AND EQUIPMENT | D309099 | OTHER SPECIAL MECHANICAL SYSTEMS | D309099001 | KITCHEN HOOD | Hood
D | SERVICES | D30 | HVAC | D3090 | OTHER HVAC SYSTEMS AND EQUIPMENT | D309099 | OTHER SPECIAL MECHANICAL SYSTEMS | D309099002 | ACID SCRUBBER | Hood
D | SERVICES | D30 | HVAC | D3090 | OTHER HVAC SYSTEMS AND EQUIPMENT | D309099 | OTHER SPECIAL MECHANICAL SYSTEMS | D309099006 | FUME HOOD | Hood
D | SERVICES | D30 | HVAC | D3090 | OTHER HVAC SYSTEMS AND EQUIPMENT | D309099 | OTHER SPECIAL MECHANICAL SYSTEMS | D309099007 | FUME EXTRACTOR | Hood
D | SERVICES | D30 | HVAC | D3090 | OTHER HVAC SYSTEMS AND EQUIPMENT | D309099 | OTHER SPECIAL MECHANICAL SYSTEMS | D309099008 | AIR CURTAIN | Unit Heater
D | SERVICES | D20 | PLUMBING | D2090 | OTHER PLUMBING SYSTEMS | D209099 | OTHER SPECIAL PLUMBING SYSTEMS | D209099004 | BACKFLOW PREVENTER - PURIFIED WATER | Backflow Preventer, Valve
D | SERVICES | D20 | PLUMBING | D2090 | OTHER PLUMBING SYSTEMS | D209099 | OTHER SPECIAL PLUMBING SYSTEMS | D209099010 | VALVE - PURIFIED WATER | Backflow Preventer, Valve
D | SERVICES | D20 | PLUMBING | D2090 | OTHER PLUMBING SYSTEMS | D209099 | OTHER SPECIAL PLUMBING SYSTEMS | D209099011 | METER, WATER - PURIFIED WATER | Backflow Preventer, Valve
D | SERVICES | D20 | PLUMBING | D2090 | OTHER PLUMBING SYSTEMS | D209099 | OTHER SPECIAL PLUMBING SYSTEMS | D209099012 | BACKFLOW PREVENTER, VACUUM BREAKER - PURIFIED WATER | Backflow Preventer, Valve
D | SERVICES | D20 | PLUMBING | D2090 | OTHER PLUMBING SYSTEMS | D209099 | OTHER SPECIAL PLUMBING SYSTEMS | D209099013 | BACKFLOW PREVENTER, VACUUM BREAKER, SPILL-RESISTANT - PURIFIED WATER | Backflow Preventer, Valve
D | SERVICES | D20 | PLUMBING | D2090 | OTHER PLUMBING SYSTEMS | D209099 | OTHER SPECIAL PLUMBING SYSTEMS | D209099014 | DOUBLE CHECK VALVE - PURIFIED WATER | Backflow Preventer, Valve
D | SERVICES | D20 | PLUMBING | D2090 | OTHER PLUMBING SYSTEMS | D209099 | OTHER SPECIAL PLUMBING SYSTEMS | D209099020 | BACKFLOW PREVENTER - TEMPERED WATER | Backflow Preventer, Valve
D | SERVICES | D20 | PLUMBING | D2090 | OTHER PLUMBING SYSTEMS | D209099 | OTHER SPECIAL PLUMBING SYSTEMS | D209099005 | PIPING, PURIFIED WATER | Building-Wide
D | SERVICES | D20 | PLUMBING | D2090 | OTHER PLUMBING SYSTEMS | D209099 | OTHER SPECIAL PLUMBING SYSTEMS | D209099024 | PLUMBING FIXTURES | Building-Wide
D | SERVICES | D20 | PLUMBING | D2090 | OTHER PLUMBING SYSTEMS | D209099 | OTHER SPECIAL PLUMBING SYSTEMS | D209099008 | FILTER, WATER, MEDIA CARTRIDGE, PURIFIED WATER | Filter
D | SERVICES | D20 | PLUMBING | D2090 | OTHER PLUMBING SYSTEMS | D209099 | OTHER SPECIAL PLUMBING SYSTEMS | D209099018 | FILTER, ULTRAVIOLET | Filter
D | SERVICES | D20 | PLUMBING | D2090 | OTHER PLUMBING SYSTEMS | D209099 | OTHER SPECIAL PLUMBING SYSTEMS | D209099019 | FILTER, CARBON | Filter
D | SERVICES | D20 | PLUMBING | D2090 | OTHER PLUMBING SYSTEMS | D209099 | OTHER SPECIAL PLUMBING SYSTEMS | D209099023 | FILTER, WATER, MEDIA CARTRIDGE, POINT OF USE | Filter
D | SERVICES | D20 | PLUMBING | D2090 | OTHER PLUMBING SYSTEMS | D209099 | OTHER SPECIAL PLUMBING SYSTEMS | D209099001 | PUMP, ACID | Pump
D | SERVICES | D20 | PLUMBING | D2090 | OTHER PLUMBING SYSTEMS | D209099 | OTHER SPECIAL PLUMBING SYSTEMS | D209099006 | PUMP, PURIFIED WATER | Pump
D | SERVICES | D20 | PLUMBING | D2090 | OTHER PLUMBING SYSTEMS | D209099 | OTHER SPECIAL PLUMBING SYSTEMS | D209099009 | TANK, STORAGE - PURIFIED WATER | Tank
D | SERVICES | D20 | PLUMBING | D2090 | OTHER PLUMBING SYSTEMS | D209099 | OTHER SPECIAL PLUMBING SYSTEMS | D209099002 | WATER TREATMENT, DEIONIZED WATER | Water Treatment
D | SERVICES | D20 | PLUMBING | D2090 | OTHER PLUMBING SYSTEMS | D209099 | OTHER SPECIAL PLUMBING SYSTEMS | D209099003 | WATER TREATMENT, REVERSE OSMOSIS | Water Treatment
D | SERVICES | D20 | PLUMBING | D2090 | OTHER PLUMBING SYSTEMS | D209099 | OTHER SPECIAL PLUMBING SYSTEMS | D209099007 | WATER TREATMENT, PURIFIED WATER | Water Treatment
D | SERVICES | D20 | PLUMBING | D2090 | OTHER PLUMBING SYSTEMS | D209099 | OTHER SPECIAL PLUMBING SYSTEMS | D209099015 | WATER TREATMENT, REVERSE OSMOSIS, POINT OF USE | Water Treatment
D | SERVICES | D20 | PLUMBING | D2090 | OTHER PLUMBING SYSTEMS | D209099 | OTHER SPECIAL PLUMBING SYSTEMS | D209099016 | WATER SOFTENER, NON-SODIUM | Water Treatment
D | SERVICES | D20 | PLUMBING | D2090 | OTHER PLUMBING SYSTEMS | D209099 | OTHER SPECIAL PLUMBING SYSTEMS | D209099017 | WATER SOFTENER | Water Treatment
D | SERVICES | D20 | PLUMBING | D2090 | OTHER PLUMBING SYSTEMS | D209099 | OTHER SPECIAL PLUMBING SYSTEMS | D209099021 | WATER TREATMENT, DISTILLED WATER | Water Treatment
D | SERVICES | D20 | PLUMBING | D2090 | OTHER PLUMBING SYSTEMS | D209099 | OTHER SPECIAL PLUMBING SYSTEMS | D209099022 | WATER SOFTENER, POINT OF USE | Water Treatment
D | SERVICES | D50 | ELECTRICAL | D5090 | OTHER ELECTRICAL SERVICES | D509099 | OTHER SPECIAL SYSTEMS AND DEVICES | D509099001 | RELAY, INDUCTION DISC | Electrical Panel, Switch
D | SERVICES | D50 | ELECTRICAL | D5090 | OTHER ELECTRICAL SERVICES | D509099 | OTHER SPECIAL SYSTEMS AND DEVICES | D509099002 | RELAY, POWER FACTOR | Electrical Panel, Switch
D | SERVICES | D50 | ELECTRICAL | D5090 | OTHER ELECTRICAL SERVICES | D509099 | OTHER SPECIAL SYSTEMS AND DEVICES | D509099003 | RELAY, THERMAL OVERCURRENT | Electrical Panel, Switch
D | SERVICES | D50 | ELECTRICAL | D5090 | OTHER ELECTRICAL SERVICES | D509099 | OTHER SPECIAL SYSTEMS AND DEVICES | D509099004 | MOTOR-GENERATOR | Motor
E | EQUIPMENT AND FURNISHINGS | E10 | EQUIPMENT | E1090 | OTHER EQUIPMENT | E109099 | OTHER SPECIALIZED FIXED AND MOVEABLE EQUIPMENT | E109099001 | FLOOR AUTOSCRUBBER | General
E | EQUIPMENT AND FURNISHINGS | E10 | EQUIPMENT | E1090 | OTHER EQUIPMENT | E109099 | OTHER SPECIALIZED FIXED AND MOVEABLE EQUIPMENT | E109099002 | FLOOR BUFFER | General
E | EQUIPMENT AND FURNISHINGS | E10 | EQUIPMENT | E1090 | OTHER EQUIPMENT | E109099 | OTHER SPECIALIZED FIXED AND MOVEABLE EQUIPMENT | E109099003 | LAWN MOWER OR EDGER | General
E | EQUIPMENT AND FURNISHINGS | E10 | EQUIPMENT | E1090 | OTHER EQUIPMENT | E109099 | OTHER SPECIALIZED FIXED AND MOVEABLE EQUIPMENT | E109099004 | MATERIAL HANDLING TRANSPORT, BATTERY | General
E | EQUIPMENT AND FURNISHINGS | E10 | EQUIPMENT | E1090 | OTHER EQUIPMENT | E109099 | OTHER SPECIALIZED FIXED AND MOVEABLE EQUIPMENT | E109099005 | MATERIAL HANDLING TRANSPORT, GAS | General
E | EQUIPMENT AND FURNISHINGS | E10 | EQUIPMENT | E1090 | OTHER EQUIPMENT | E109099 | OTHER SPECIALIZED FIXED AND MOVEABLE EQUIPMENT | E109099006 | SNOW BLOWER | General
E | EQUIPMENT AND FURNISHINGS | E10 | EQUIPMENT | E1090 | OTHER EQUIPMENT | E109099 | OTHER SPECIALIZED FIXED AND MOVEABLE EQUIPMENT | E109099007 | SWEEPER | General
E | EQUIPMENT AND FURNISHINGS | E10 | EQUIPMENT | E1090 | OTHER EQUIPMENT | E109099 | OTHER SPECIALIZED FIXED AND MOVEABLE EQUIPMENT | E109099008 | LADDER | General
E | EQUIPMENT AND FURNISHINGS | E10 | EQUIPMENT | E1090 | OTHER EQUIPMENT | E109099 | OTHER SPECIALIZED FIXED AND MOVEABLE EQUIPMENT | E109099010 | KILN, GLASS OR CERAMIC | General
E | EQUIPMENT AND FURNISHINGS | E10 | EQUIPMENT | E1090 | OTHER EQUIPMENT | E109099 | OTHER SPECIALIZED FIXED AND MOVEABLE EQUIPMENT | E109099009 | PUMP OR VENTILATOR, PORTABLE | Pump
D | SERVICES | D30 | HVAC | D3050 | TERMINAL AND PACKAGE UNITS | D305099 | OTHER TERMINAL AND PACKAGE UNITS | D305099001 | COMPUTER ROOM AIR CONDITIONING, ROW OR RACK | Package Unit
C | INTERIORS | C30 | INTERIOR FINISHES | C3010 | WALL FINISHES | C301099 | OTHER WALL FINISHES | C301099001 | FINISHES, INTERIOR WALL, GENERAL | Building-Wide
B | SHELL | B20 | EXTERIOR ENCLOSURE | B2030 | EXTERIOR DOORS | B203004 | OVERHEAD AND ROLL-UP DOORS | B203004001 | DOOR, EXTERIOR, FOLDING, ELECTRIC | Door
B | SHELL | B20 | EXTERIOR ENCLOSURE | B2030 | EXTERIOR DOORS | B203004 | OVERHEAD AND ROLL-UP DOORS | B203004002 | DOOR, EXTERIOR, OVERHEAD | Door
B | SHELL | B20 | EXTERIOR ENCLOSURE | B2030 | EXTERIOR DOORS | B203004 | OVERHEAD AND ROLL-UP DOORS | B203004003 | DOOR, EXTERIOR, VERTICAL FOLDING, HYDRAULIC | Door
B | SHELL | B20 | EXTERIOR ENCLOSURE | B2030 | EXTERIOR DOORS | B203004 | OVERHEAD AND ROLL-UP DOORS | B203004004 | DOOR, EXTERIOR, VERTICAL FOLDING, ELECTRIC | Door
D | SERVICES | D10 | CONVEYING | D1090 | OTHER CONVEYING SYSTEMS | D109007 | OVERHEAD CRANES | D109007001 | CHAIN HOIST AND TROLLEY | General
D | SERVICES | D10 | CONVEYING | D1090 | OTHER CONVEYING SYSTEMS | D109007 | OVERHEAD CRANES | D109007002 | CRANE, ELECTRIC BRIDGE | General
D | SERVICES | D10 | CONVEYING | D1090 | OTHER CONVEYING SYSTEMS | D109007 | OVERHEAD CRANES | D109007003 | CRANE, LAB | General
D | SERVICES | D10 | CONVEYING | D1090 | OTHER CONVEYING SYSTEMS | D109007 | OVERHEAD CRANES | D109007004 | HOIST | General
D | SERVICES | D30 | HVAC | D3050 | TERMINAL AND PACKAGE UNITS | D305006 | PACKAGE UNITS | D305006004 | ENERGY RECOVERY UNIT, PACKAGE, WHEEL, BELT-DRIVE | Air Handler
D | SERVICES | D30 | HVAC | D3050 | TERMINAL AND PACKAGE UNITS | D305006 | PACKAGE UNITS | D305006005 | ENERGY RECOVERY UNIT, PACKAGE, WHEEL, DIRECT-DRIVE | Air Handler
D | SERVICES | D30 | HVAC | D3050 | TERMINAL AND PACKAGE UNITS | D305006 | PACKAGE UNITS | D305006006 | ENERGY RECOVERY UNIT, PACKAGE, WHEEL, BELT-DRIVE, OUTDOOR | Air Handler
D | SERVICES | D30 | HVAC | D3050 | TERMINAL AND PACKAGE UNITS | D305006 | PACKAGE UNITS | D305006007 | ENERGY RECOVERY UNIT, PACKAGE, WHEEL, DIRECT-DRIVE, OUTDOOR | Air Handler
D | SERVICES | D30 | HVAC | D3050 | TERMINAL AND PACKAGE UNITS | D305006 | PACKAGE UNITS | D305006001 | AIR CONDITIONER, PORTABLE | Condensing Unit
D | SERVICES | D30 | HVAC | D3050 | TERMINAL AND PACKAGE UNITS | D305006 | PACKAGE UNITS | D305006002 | AIR CONDITIONER, WINDOW-MOUNTED | Condensing Unit
D | SERVICES | D30 | HVAC | D3050 | TERMINAL AND PACKAGE UNITS | D305006 | PACKAGE UNITS | D305006003 | AIR CONDITIONER, PACKAGE TERMINAL | Package Unit
D | SERVICES | D30 | HVAC | D3050 | TERMINAL AND PACKAGE UNITS | D305006 | PACKAGE UNITS | D305006008 | PACKAGE HVAC UNIT, HEAT PUMP/ELECTRIC/NO HEAT, DIRECT-DRIVE | Package Unit
D | SERVICES | D30 | HVAC | D3050 | TERMINAL AND PACKAGE UNITS | D305006 | PACKAGE UNITS | D305006009 | PACKAGE HVAC UNIT, GAS HEAT, DIRECT-DRIVE | Package Unit
D | SERVICES | D30 | HVAC | D3050 | TERMINAL AND PACKAGE UNITS | D305006 | PACKAGE UNITS | D305006010 | PACKAGE HVAC UNIT, HYDRONIC HEAT, DIRECT-DRIVE | Package Unit
D | SERVICES | D30 | HVAC | D3050 | TERMINAL AND PACKAGE UNITS | D305006 | PACKAGE UNITS | D305006011 | EVAPORATIVE COOLER, DIRECT-DRIVE | Package Unit
D | SERVICES | D30 | HVAC | D3050 | TERMINAL AND PACKAGE UNITS | D305006 | PACKAGE UNITS | D305006012 | PACKAGE HVAC UNIT, HEAT PUMP/ELECTRIC/NO HEAT, BELT-DRIVE | Package Unit
D | SERVICES | D30 | HVAC | D3050 | TERMINAL AND PACKAGE UNITS | D305006 | PACKAGE UNITS | D305006013 | PACKAGE HVAC UNIT, GAS HEAT, BELT-DRIVE | Package Unit
D | SERVICES | D30 | HVAC | D3050 | TERMINAL AND PACKAGE UNITS | D305006 | PACKAGE UNITS | D305006014 | PACKAGE HVAC UNIT, STEAM HEAT, DIRECT-DRIVE | Package Unit
D | SERVICES | D30 | HVAC | D3050 | TERMINAL AND PACKAGE UNITS | D305006 | PACKAGE UNITS | D305006015 | PACKAGE HVAC UNIT, HYDRONIC HEAT, BELT-DRIVE | Package Unit
D | SERVICES | D30 | HVAC | D3050 | TERMINAL AND PACKAGE UNITS | D305006 | PACKAGE UNITS | D305006016 | PACKAGE HVAC UNIT, STEAM HEAT, BELT-DRIVE | Package Unit
D | SERVICES | D30 | HVAC | D3050 | TERMINAL AND PACKAGE UNITS | D305006 | PACKAGE UNITS | D305006017 | EVAPORATIVE COOLER, BELT-DRIVE | Package Unit
D | SERVICES | D30 | HVAC | D3050 | TERMINAL AND PACKAGE UNITS | D305006 | PACKAGE UNITS | D305006018 | PACKAGE HVAC UNIT, GAS HEAT, MULTI-FAN | Package Unit
D | SERVICES | D50 | ELECTRICAL | D5010 | ELECTRICAL SERVICE AND DISTRIBUTION | D501005 | PANELS | D501005005 | DISTRIBUTION PANELS, AREA/BLDG-WIDE | Building-Wide
D | SERVICES | D50 | ELECTRICAL | D5010 | ELECTRICAL SERVICE AND DISTRIBUTION | D501005 | PANELS | D501005001 | DISTRIBUTION PANEL | Electrical Panel, Switch
D | SERVICES | D50 | ELECTRICAL | D5010 | ELECTRICAL SERVICE AND DISTRIBUTION | D501005 | PANELS | D501005002 | SWITCHBOARD | Electrical Panel, Switch
D | SERVICES | D50 | ELECTRICAL | D5010 | ELECTRICAL SERVICE AND DISTRIBUTION | D501005 | PANELS | D501005003 | CONNECTION BOARD, PORTABLE GENERATOR | Electrical Panel, Switch
D | SERVICES | D50 | ELECTRICAL | D5010 | ELECTRICAL SERVICE AND DISTRIBUTION | D501005 | PANELS | D501005004 | CONNECTION, LOAD BANK | Electrical Panel, Switch
D | SERVICES | D50 | ELECTRICAL | D5010 | ELECTRICAL SERVICE AND DISTRIBUTION | D501005 | PANELS | D501005006 | REMOTE TERMINAL UNIT | Electrical Panel, Switch
B | SHELL | B20 | EXTERIOR ENCLOSURE | B2010 | EXTERIOR WALLS | B201004 | PARAPETS | B201004001 | PARAPET, EXTERIOR WALL | Building-Wide
E | EQUIPMENT AND FURNISHINGS | E10 | EQUIPMENT | E1030 | VEHICULAR EQUIPMENT | E103001 | PARKING CONTROL EQUIPMENT | E103001001 | GATE, PARKING ARM | Door
D | SERVICES | D10 | CONVEYING | D1010 | ELEVATORS AND LIFTS | D101002 | PASSENGER ELEVATORS | D101002001 | ELEVATOR, PASSENGER HYDRAULIC | Elevator Hydraulic
D | SERVICES | D10 | CONVEYING | D1010 | ELEVATORS AND LIFTS | D101002 | PASSENGER ELEVATORS | D101002004 | ELEVATOR, PASSENGER HYDRAULIC MACHINE ROOM-LESS | Elevator Hydraulic
D | SERVICES | D10 | CONVEYING | D1010 | ELEVATORS AND LIFTS | D101002 | PASSENGER ELEVATORS | D101002002 | ELEVATOR, PASSENGER TRACTION, LOW-RISE | Elevator Traction
D | SERVICES | D10 | CONVEYING | D1010 | ELEVATORS AND LIFTS | D101002 | PASSENGER ELEVATORS | D101002003 | ELEVATOR, PASSENGER TRACTION MACHINE ROOM-LESS, LOW-RISE | Elevator Traction
D | SERVICES | D10 | CONVEYING | D1010 | ELEVATORS AND LIFTS | D101002 | PASSENGER ELEVATORS | D101002005 | ELEVATOR, PASSENGER TRACTION, HIGH-RISE | Elevator Traction
D | SERVICES | D10 | CONVEYING | D1010 | ELEVATORS AND LIFTS | D101002 | PASSENGER ELEVATORS | D101002006 | ELEVATOR, PASSENGER TRACTION MACHINE ROOM-LESS, HIGH-RISE | Elevator Traction
G | BUILDING SITEWORK | G20 | SITE IMPROVEMENTS | G2010 | ROADWAYS | G201003 | PAVED SURFACES | G201003001 | PAVING, ROADWAY, CONCRETE | Exterior Sitework
G | BUILDING SITEWORK | G20 | SITE IMPROVEMENTS | G2020 | PARKING LOTS | G202003 | PAVED SURFACES | G202003001 | PAVING, PARKING LOT | Exterior Sitework
G | BUILDING SITEWORK | G20 | SITE IMPROVEMENTS | G2030 | PEDESTRIAN PAVING | G203003 | PAVED SURFACES | G203003001 | PAVING, PEDESTRIAN | Exterior Sitework
D | SERVICES | D20 | PLUMBING | D2040 | RAIN WATER DRAINAGE | D204001 | PIPE AND FITTINGS | D204001001 | PIPING, STORM DRAIN | Building-Wide
D | SERVICES | D20 | PLUMBING | D2040 | RAIN WATER DRAINAGE | D204001 | PIPE AND FITTINGS | D204001002 | PIPING, RAIN WATER DRAINAGE | Building-Wide
D | SERVICES | D20 | PLUMBING | D2020 | DOMESTIC WATER DISTRIBUTION | D202001 | PIPES AND FITTINGS | D202001001 | PIPING, DOMESTIC WATER | Building-Wide
D | SERVICES | D20 | PLUMBING | D2020 | DOMESTIC WATER DISTRIBUTION | D202001 | PIPES AND FITTINGS | D202001002 | PIPING, WATER PLANT | Building-Wide
G | BUILDING SITEWORK | G20 | SITE IMPROVEMENTS | G2050 | LANDSCAPING | G205006 | PLANTERS | G205006001 | LANDSCAPE, PLANTERS | Exterior Sitework
G | BUILDING SITEWORK | G20 | SITE IMPROVEMENTS | G2050 | LANDSCAPING | G205005 | PLANTINGS | G205005001 | TREES OR SHRUBS, IN-GROUND | Exterior Sitework
G | BUILDING SITEWORK | G20 | SITE IMPROVEMENTS | G2040 | SITE DEVELOPMENT | G204007 | PLAYING FIELDS | G204007001 | ATHLETIC FIELD | Exterior Sitework
D | SERVICES | D30 | HVAC | D3060 | CONTROLS AND INSTRUMENTATION | D306003 | PNEUMATIC CONTROLS | D306003001 | HVAC CONTROLS, PNEUMATIC | General
D | SERVICES | D10 | CONVEYING | D1090 | OTHER CONVEYING SYSTEMS | D109001 | PNEUMATIC TUBE SYSTEMS | D109001001 | PNEUMATIC TUBE SYSTEM | General
D | SERVICES | D10 | CONVEYING | D1090 | OTHER CONVEYING SYSTEMS | D109001 | PNEUMATIC TUBE SYSTEMS | D109001002 | PNEUMATIC TUBE SYSTEM, TRANSFER UNIT | General
D | SERVICES | D10 | CONVEYING | D1090 | OTHER CONVEYING SYSTEMS | D109001 | PNEUMATIC TUBE SYSTEMS | D109001003 | PNEUMATIC TUBE BLOWER | General
D | SERVICES | D20 | PLUMBING | D2090 | OTHER PLUMBING SYSTEMS | D209004 | POOL PIPING AND EQUIPMENT | D209004006 | METER, WATER - POOL | Backflow Preventer, Valve
D | SERVICES | D20 | PLUMBING | D2090 | OTHER PLUMBING SYSTEMS | D209004 | POOL PIPING AND EQUIPMENT | D209004007 | BACKFLOW PREVENTER - POOL | Backflow Preventer, Valve
D | SERVICES | D20 | PLUMBING | D2090 | OTHER PLUMBING SYSTEMS | D209004 | POOL PIPING AND EQUIPMENT | D209004008 | VALVE - POOL | Backflow Preventer, Valve
D | SERVICES | D20 | PLUMBING | D2090 | OTHER PLUMBING SYSTEMS | D209004 | POOL PIPING AND EQUIPMENT | D209004014 | BACKFLOW PREVENTER, VACUUM BREAKER - POOL | Backflow Preventer, Valve
D | SERVICES | D20 | PLUMBING | D2090 | OTHER PLUMBING SYSTEMS | D209004 | POOL PIPING AND EQUIPMENT | D209004015 | BACKFLOW PREVENTER, VACUUM BREAKER, SPILL-RESISTANT - POOL | Backflow Preventer, Valve
D | SERVICES | D20 | PLUMBING | D2090 | OTHER PLUMBING SYSTEMS | D209004 | POOL PIPING AND EQUIPMENT | D209004017 | DOUBLE CHECK VALVE - POOL | Backflow Preventer, Valve
D | SERVICES | D20 | PLUMBING | D2090 | OTHER PLUMBING SYSTEMS | D209004 | POOL PIPING AND EQUIPMENT | D209004012 | PIPING, POOL CIRCULATION | Building-Wide
D | SERVICES | D20 | PLUMBING | D2090 | OTHER PLUMBING SYSTEMS | D209004 | POOL PIPING AND EQUIPMENT | D209004013 | PIPING, POOL CHEMICALS | Building-Wide
D | SERVICES | D20 | PLUMBING | D2090 | OTHER PLUMBING SYSTEMS | D209004 | POOL PIPING AND EQUIPMENT | D209004009 | FILTER, SAND, POOL | Filter
D | SERVICES | D20 | PLUMBING | D2090 | OTHER PLUMBING SYSTEMS | D209004 | POOL PIPING AND EQUIPMENT | D209004016 | FILTER, WATER, MEDIA CARTRIDGE, POOL | Filter
D | SERVICES | D20 | PLUMBING | D2090 | OTHER PLUMBING SYSTEMS | D209004 | POOL PIPING AND EQUIPMENT | D209004020 | FILTER, SAND | Filter
D | SERVICES | D20 | PLUMBING | D2090 | OTHER PLUMBING SYSTEMS | D209004 | POOL PIPING AND EQUIPMENT | D209004023 | HEAT EXCHANGER, PLATE AND FRAME, BRAZED, POOL | Heat Exchanger
D | SERVICES | D20 | PLUMBING | D2090 | OTHER PLUMBING SYSTEMS | D209004 | POOL PIPING AND EQUIPMENT | D209004025 | HEAT EXCHANGER, PLATE AND FRAME, POOL | Heat Exchanger
D | SERVICES | D20 | PLUMBING | D2090 | OTHER PLUMBING SYSTEMS | D209004 | POOL PIPING AND EQUIPMENT | D209004001 | PUMP, POOL CIRCULATION | Pump
D | SERVICES | D20 | PLUMBING | D2090 | OTHER PLUMBING SYSTEMS | D209004 | POOL PIPING AND EQUIPMENT | D209004003 | PUMP, CHLORINE, POOL | Pump
D | SERVICES | D20 | PLUMBING | D2090 | OTHER PLUMBING SYSTEMS | D209004 | POOL PIPING AND EQUIPMENT | D209004024 | PUMP SYSTEM - POOL | Pump
D | SERVICES | D20 | PLUMBING | D2090 | OTHER PLUMBING SYSTEMS | D209004 | POOL PIPING AND EQUIPMENT | D209004005 | TANK, STORAGE - POOL | Tank
D | SERVICES | D20 | PLUMBING | D2090 | OTHER PLUMBING SYSTEMS | D209004 | POOL PIPING AND EQUIPMENT | D209004021 | HEATER, ELECTRIC, POOL | Water Heater
D | SERVICES | D20 | PLUMBING | D2090 | OTHER PLUMBING SYSTEMS | D209004 | POOL PIPING AND EQUIPMENT | D209004002 | CHEMICAL FEED STATION, POOL | Water Treatment
D | SERVICES | D20 | PLUMBING | D2090 | OTHER PLUMBING SYSTEMS | D209004 | POOL PIPING AND EQUIPMENT | D209004004 | MONITOR, PH | Water Treatment
D | SERVICES | D20 | PLUMBING | D2090 | OTHER PLUMBING SYSTEMS | D209004 | POOL PIPING AND EQUIPMENT | D209004010 | CHEMICAL SHOT FEEDER, POOL | Water Treatment
D | SERVICES | D20 | PLUMBING | D2090 | OTHER PLUMBING SYSTEMS | D209004 | POOL PIPING AND EQUIPMENT | D209004011 | FEEDER, CARBON DIOXIDE | Water Treatment
D | SERVICES | D20 | PLUMBING | D2090 | OTHER PLUMBING SYSTEMS | D209004 | POOL PIPING AND EQUIPMENT | D209004018 | STRAINER - POOL | Water Treatment
D | SERVICES | D20 | PLUMBING | D2090 | OTHER PLUMBING SYSTEMS | D209004 | POOL PIPING AND EQUIPMENT | D209004019 | FILTER, WATER, AUTOMATIC REGENERATIVE MEDIA, POOL | Water Treatment
D | SERVICES | D20 | PLUMBING | D2090 | OTHER PLUMBING SYSTEMS | D209004 | POOL PIPING AND EQUIPMENT | D209004022 | CHLORINE GENERATOR, POOL | Water Treatment
G | BUILDING SITEWORK | G30 | SITE CIVIL/MECHANICAL UTILITIES | G3010 | WATER SUPPLY | G301002 | POTABLE WATER DISTRIBUTION | G301002001 | CONTROLS, FRESH WATER DISTRIBUTION RESERVOIR | General
D | SERVICES | D50 | ELECTRICAL | D5030 | COMMUNICATIONS AND SECURITY | D503004 | PUBLIC ADDRESS SYSTEMS | D503004001 | CONTROL PANEL, AUDIO | Fire Alarm, Security
D | SERVICES | D50 | ELECTRICAL | D5030 | COMMUNICATIONS AND SECURITY | D503004 | PUBLIC ADDRESS SYSTEMS | D503004002 | PUBLIC ADDRESS SYSTEM | Fire Alarm, Security
G | BUILDING SITEWORK | G90 | OTHER SITE CONSTRUCTION | G9090 | OTHER SITE CONSTRUCTION | G909002 | RAILROAD SPURS | G909002001 | RAILROAD TRACKAGE | General
G | BUILDING SITEWORK | G90 | OTHER SITE CONSTRUCTION | G9090 | OTHER SITE CONSTRUCTION | G909002 | RAILROAD SPURS | G909002002 | RAILROAD TURNOUTS | General
D | SERVICES | D20 | PLUMBING | D2040 | RAIN WATER DRAINAGE | D204003 | RAINWATER DRAINAGE EQUIPMENT | D204003001 | PUMP, SUMP, NON-SUBMERSIBLE | Pump
D | SERVICES | D20 | PLUMBING | D2040 | RAIN WATER DRAINAGE | D204003 | RAINWATER DRAINAGE EQUIPMENT | D204003002 | PUMP, SUMP SYSTEM | Pump
D | SERVICES | D20 | PLUMBING | D2040 | RAIN WATER DRAINAGE | D204003 | RAINWATER DRAINAGE EQUIPMENT | D204003003 | PUMP, SUMP, SUBMERSIBLE | Pump
D | SERVICES | D20 | PLUMBING | D2040 | RAIN WATER DRAINAGE | D204003 | RAINWATER DRAINAGE EQUIPMENT | D204003004 | PUMP, SUMP, SUBMERSIBLE - ELEVATOR PIT | Pump
D | SERVICES | D30 | HVAC | D3090 | OTHER HVAC SYSTEMS AND EQUIPMENT | D309002 | REFRIGERATION SYSTEMS | D309002002 | EVAPORATOR UNIT, WALK-IN REFRIGERATOR/FREEZER/ENVIRONMENTAL | Evaporator
D | SERVICES | D30 | HVAC | D3090 | OTHER HVAC SYSTEMS AND EQUIPMENT | D309002 | REFRIGERATION SYSTEMS | D309002001 | TANK, STORAGE - REFRIGERANT | Tank
G | BUILDING SITEWORK | G20 | SITE IMPROVEMENTS | G2040 | SITE DEVELOPMENT | G204002 | RETAINING WALLS | G204002001 | WALL, RETAINING | Exterior Sitework
C | INTERIORS | C10 | INTERIOR CONSTRUCTION | C1010 | PARTITIONS | C101003 | RETRACTABLE PARTITIONS | C101003001 | PARTITION, INTERIOR, NON-RATED, VERTICAL FOLDING, ELECTRIC | Door
C | INTERIORS | C10 | INTERIOR CONSTRUCTION | C1010 | PARTITIONS | C101003 | RETRACTABLE PARTITIONS | C101003002 | PARTITION, INTERIOR, FIRE-RATED, ACCORDION, ELECTRIC | Door
B | SHELL | B20 | EXTERIOR ENCLOSURE | B2030 | EXTERIOR DOORS | B203003 | REVOLVING DOORS | B203003001 | DOOR, EXTERIOR, REVOLVING, ELECTRIC | Door
D | SERVICES | D20 | PLUMBING | D2040 | RAIN WATER DRAINAGE | D204002 | ROOF DRAINS | D204002001 | ROOF DRAIN | Roof
B | SHELL | B30 | ROOFING | B3010 | ROOF COVERINGS | B301006 | ROOF OPENINGS AND SUPPORTS | B301006002 | HATCH, ROOF | General
B | SHELL | B30 | ROOFING | B3010 | ROOF COVERINGS | B301006 | ROOF OPENINGS AND SUPPORTS | B301006003 | VENTILATOR, ROOF, GRAVITY | General
B | SHELL | B30 | ROOFING | B3010 | ROOF COVERINGS | B301006 | ROOF OPENINGS AND SUPPORTS | B301006001 | SKYLIGHT | Roof
G | BUILDING SITEWORK | G40 | SITE ELECTRICAL UTILITIES | G4090 | OTHER SITE ELECTRICAL UTILITIES | G409001 | SACRIFICIAL ANODE CATHODIC PROTECTION SYSTEM | G409001001 | CATHODIC PROTECTION | General
D | SERVICES | D20 | PLUMBING | D2030 | SANITARY WASTE | D203004 | SANITARY AND VENT EQUIPMENT | D203004011 | TRAP PRIMER, POWERED | Backflow Preventer, Valve
D | SERVICES | D20 | PLUMBING | D2030 | SANITARY WASTE | D203004 | SANITARY AND VENT EQUIPMENT | D203004014 | BLOWER, AERATION | Fan
D | SERVICES | D20 | PLUMBING | D2030 | SANITARY WASTE | D203004 | SANITARY AND VENT EQUIPMENT | D203004008 | FILTER, EFFLUENT DECONTAMINATION | Filter
D | SERVICES | D20 | PLUMBING | D2030 | SANITARY WASTE | D203004 | SANITARY AND VENT EQUIPMENT | D203004009 | STRAINER - EFFLUENT DECONTAMINATION | Filter
D | SERVICES | D20 | PLUMBING | D2030 | SANITARY WASTE | D203004 | SANITARY AND VENT EQUIPMENT | D203004017 | FILTER, TRICKLING | Filter
D | SERVICES | D20 | PLUMBING | D2030 | SANITARY WASTE | D203004 | SANITARY AND VENT EQUIPMENT | D203004018 | SEPARATOR, AMALGAM | Filter
D | SERVICES | D20 | PLUMBING | D2030 | SANITARY WASTE | D203004 | SANITARY AND VENT EQUIPMENT | D203004003 | HEAT EXCHANGER, SHELL AND TUBE, EFFLUENT DECONTAMINATION | Heat Exchanger
D | SERVICES | D20 | PLUMBING | D2030 | SANITARY WASTE | D203004 | SANITARY AND VENT EQUIPMENT | D203004001 | PUMP, VERTICAL TURBINE, SEWAGE | Pump
D | SERVICES | D20 | PLUMBING | D2030 | SANITARY WASTE | D203004 | SANITARY AND VENT EQUIPMENT | D203004002 | PUMP, SEWAGE EJECTOR | Pump
D | SERVICES | D20 | PLUMBING | D2030 | SANITARY WASTE | D203004 | SANITARY AND VENT EQUIPMENT | D203004010 | PUMP, SEWAGE EJECTOR SYSTEM | Pump
D | SERVICES | D20 | PLUMBING | D2030 | SANITARY WASTE | D203004 | SANITARY AND VENT EQUIPMENT | D203004004 | TANK, RECEIVER - EFFLUENT DECONTAMINATION | Tank
D | SERVICES | D20 | PLUMBING | D2030 | SANITARY WASTE | D203004 | SANITARY AND VENT EQUIPMENT | D203004005 | TANK, STORAGE - EFFLUENT DECONTAMINATION | Tank
D | SERVICES | D20 | PLUMBING | D2030 | SANITARY WASTE | D203004 | SANITARY AND VENT EQUIPMENT | D203004006 | WATER TREATMENT, EFFLUENT DECONTAMINATION | Water Treatment
D | SERVICES | D20 | PLUMBING | D2030 | SANITARY WASTE | D203004 | SANITARY AND VENT EQUIPMENT | D203004007 | SPARGER, EFFLUENT DECONTAMINATION | Water Treatment
D | SERVICES | D20 | PLUMBING | D2030 | SANITARY WASTE | D203004 | SANITARY AND VENT EQUIPMENT | D203004012 | AERATOR, FLOATING | Water Treatment
D | SERVICES | D20 | PLUMBING | D2030 | SANITARY WASTE | D203004 | SANITARY AND VENT EQUIPMENT | D203004013 | BARMINUTOR | Water Treatment
D | SERVICES | D20 | PLUMBING | D2030 | SANITARY WASTE | D203004 | SANITARY AND VENT EQUIPMENT | D203004015 | CLARIFIER, WASTE TREATMENT PLANT | Water Treatment
D | SERVICES | D20 | PLUMBING | D2030 | SANITARY WASTE | D203004 | SANITARY AND VENT EQUIPMENT | D203004016 | COMMINUTOR | Water Treatment
G | BUILDING SITEWORK | G30 | SITE CIVIL/MECHANICAL UTILITIES | G3020 | SANITARY SEWER | G302002 | SANITARY SEWER MANHOLES AND CLEANOUTS | G302002001 | MANHOLE, SEWER | Exterior Sitework
G | BUILDING SITEWORK | G30 | SITE CIVIL/MECHANICAL UTILITIES | G3020 | SANITARY SEWER | G302002 | SANITARY SEWER MANHOLES AND CLEANOUTS | G302002002 | TANK, EFFLUENT SAMPLING | Tank
G | BUILDING SITEWORK | G30 | SITE CIVIL/MECHANICAL UTILITIES | G3020 | SANITARY SEWER | G302001 | SANITARY SEWER PIPING | G302001002 | METER, SANITARY DRAIN | Backflow Preventer, Valve
G | BUILDING SITEWORK | G30 | SITE CIVIL/MECHANICAL UTILITIES | G3020 | SANITARY SEWER | G302001 | SANITARY SEWER PIPING | G302001001 | SEWER | Exterior Sitework
D | SERVICES | D50 | ELECTRICAL | D5030 | COMMUNICATIONS AND SECURITY | D503008 | SECURITY SYSTEMS | D503008006 | CARD READER, DOOR ACCESS | Access Point
D | SERVICES | D50 | ELECTRICAL | D5030 | COMMUNICATIONS AND SECURITY | D503008 | SECURITY SYSTEMS | D503008003 | KEY CARD NODE | Building-Wide
D | SERVICES | D50 | ELECTRICAL | D5030 | COMMUNICATIONS AND SECURITY | D503008 | SECURITY SYSTEMS | D503008007 | CARD READERS, DOOR ACCESS, AREA/BLDG-WIDE | Building-Wide
D | SERVICES | D50 | ELECTRICAL | D5030 | COMMUNICATIONS AND SECURITY | D503008 | SECURITY SYSTEMS | D503008001 | ACCESS CONTROL SYSTEM, CENTRAL | Fire Alarm, Security
D | SERVICES | D50 | ELECTRICAL | D5030 | COMMUNICATIONS AND SECURITY | D503008 | SECURITY SYSTEMS | D503008002 | SECURITY SYSTEM | Fire Alarm, Security
D | SERVICES | D50 | ELECTRICAL | D5030 | COMMUNICATIONS AND SECURITY | D503008 | SECURITY SYSTEMS | D503008005 | BLUE LIGHT STATION | Fire Alarm, Security
D | SERVICES | D50 | ELECTRICAL | D5030 | COMMUNICATIONS AND SECURITY | D503008 | SECURITY SYSTEMS | D503008004 | CAMERA, CLOSED-CIRCUIT TV | General
G | BUILDING SITEWORK | G20 | SITE IMPROVEMENTS | G2050 | LANDSCAPING | G205004 | SEEDING, SPRIGGING, AND SODDING | G205004001 | GRASS, LAWN OR FIELD | Exterior Sitework
G | BUILDING SITEWORK | G30 | SITE CIVIL/MECHANICAL UTILITIES | G3020 | SANITARY SEWER | G302005 | SEPTIC TANKS | G302005001 | TANK, SEPTIC | Tank
D | SERVICES | D20 | PLUMBING | D2010 | PLUMBING FIXTURES | D201005 | SHOWERS/TUBS | D201005001 | BATHTUB, WITH FIXTURES | Plumbing Fixture
D | SERVICES | D20 | PLUMBING | D2010 | PLUMBING FIXTURES | D201005 | SHOWERS/TUBS | D201005002 | SHOWER | Plumbing Fixture
D | SERVICES | D20 | PLUMBING | D2010 | PLUMBING FIXTURES | D201005 | SHOWERS/TUBS | D201005003 | SHOWER, GANG | Plumbing Fixture
G | BUILDING SITEWORK | G20 | SITE IMPROVEMENTS | G2040 | SITE DEVELOPMENT | G204005 | SIGNAGE | G204005001 | SIGNAGE, WAYFINDING | General
D | SERVICES | D20 | PLUMBING | D2010 | PLUMBING FIXTURES | D201004 | SINKS | D201004001 | SINK, SCRUB | Plumbing Fixture
D | SERVICES | D20 | PLUMBING | D2010 | PLUMBING FIXTURES | D201004 | SINKS | D201004002 | SINK, DECONTAMINATION | Plumbing Fixture
D | SERVICES | D20 | PLUMBING | D2010 | PLUMBING FIXTURES | D201004 | SINKS | D201004003 | SINK, KITCHEN | Plumbing Fixture
D | SERVICES | D20 | PLUMBING | D2010 | PLUMBING FIXTURES | D201004 | SINKS | D201004004 | SINK, UTILITY | Plumbing Fixture
D | SERVICES | D20 | PLUMBING | D2010 | PLUMBING FIXTURES | D201004 | SINKS | D201004005 | SINK, LABORATORY-USE | Plumbing Fixture
C | INTERIORS | C10 | INTERIOR CONSTRUCTION | C1020 | INTERIOR DOORS | C102004 | SLIDING AND FOLDING DOORS | C102004001 | DOOR, INTERIOR, FIRE-RATED, SLIDING, MANUAL | Door
C | INTERIORS | C10 | INTERIOR CONSTRUCTION | C1020 | INTERIOR DOORS | C102004 | SLIDING AND FOLDING DOORS | C102004002 | DOOR, INTERIOR, NON-RATED, SLIDING, ELECTRIC | Door
C | INTERIORS | C10 | INTERIOR CONSTRUCTION | C1020 | INTERIOR DOORS | C102004 | SLIDING AND FOLDING DOORS | C102004003 | DOOR, INTERIOR, FIRE-RATED, SLIDING, ELECTRIC | Door
C | INTERIORS | C10 | INTERIOR CONSTRUCTION | C1020 | INTERIOR DOORS | C102004 | SLIDING AND FOLDING DOORS | C102004004 | DOOR, INTERIOR, NON-RATED, SLIDING, MANUAL | Door
D | SERVICES | D20 | PLUMBING | D2090 | OTHER PLUMBING SYSTEMS | D209001 | SPECIAL PIPING SYSTEMS | D209001006 | VACUUM PUMP, OILED, BELT-DRIVE | Air Compressor, Vacuum
D | SERVICES | D20 | PLUMBING | D2090 | OTHER PLUMBING SYSTEMS | D209001 | SPECIAL PIPING SYSTEMS | D209001007 | VACUUM PUMP SYSTEM | Air Compressor, Vacuum
D | SERVICES | D20 | PLUMBING | D2090 | OTHER PLUMBING SYSTEMS | D209001 | SPECIAL PIPING SYSTEMS | D209001008 | VACUUM PUMP, OILED, DIRECT-DRIVE | Air Compressor, Vacuum
D | SERVICES | D20 | PLUMBING | D2090 | OTHER PLUMBING SYSTEMS | D209001 | SPECIAL PIPING SYSTEMS | D209001009 | VACUUM PUMP, OIL-FREE, BELT-DRIVE | Air Compressor, Vacuum
D | SERVICES | D20 | PLUMBING | D2090 | OTHER PLUMBING SYSTEMS | D209001 | SPECIAL PIPING SYSTEMS | D209001010 | VACUUM PUMP, OIL-FREE, DIRECT-DRIVE | Air Compressor, Vacuum
D | SERVICES | D20 | PLUMBING | D2090 | OTHER PLUMBING SYSTEMS | D209001 | SPECIAL PIPING SYSTEMS | D209001011 | VACUUM PUMP, VANE, OIL-FREE, BELT-DRIVE | Air Compressor, Vacuum
D | SERVICES | D20 | PLUMBING | D2090 | OTHER PLUMBING SYSTEMS | D209001 | SPECIAL PIPING SYSTEMS | D209001012 | VACUUM PUMP, VANE, OIL-FREE, DIRECT-DRIVE | Air Compressor, Vacuum
D | SERVICES | D20 | PLUMBING | D2090 | OTHER PLUMBING SYSTEMS | D209001 | SPECIAL PIPING SYSTEMS | D209001013 | VACUUM PUMP, LIQUID-SEALED, BELT-DRIVE | Air Compressor, Vacuum
D | SERVICES | D20 | PLUMBING | D2090 | OTHER PLUMBING SYSTEMS | D209001 | SPECIAL PIPING SYSTEMS | D209001014 | VACUUM PUMP, LIQUID-SEALED, DIRECT-DRIVE | Air Compressor, Vacuum
D | SERVICES | D20 | PLUMBING | D2090 | OTHER PLUMBING SYSTEMS | D209001 | SPECIAL PIPING SYSTEMS | D209001056 | VACUUM PUMP, REGENERATIVE, DIRECT-DRIVE | Air Compressor, Vacuum
D | SERVICES | D20 | PLUMBING | D2090 | OTHER PLUMBING SYSTEMS | D209001 | SPECIAL PIPING SYSTEMS | D209001060 | GENERATOR, NITROGEN GAS | Air Compressor, Vacuum
D | SERVICES | D20 | PLUMBING | D2090 | OTHER PLUMBING SYSTEMS | D209001 | SPECIAL PIPING SYSTEMS | D209001061 | GENERATOR CARBON DIOXIDE GAS | Air Compressor, Vacuum
D | SERVICES | D20 | PLUMBING | D2090 | OTHER PLUMBING SYSTEMS | D209001 | SPECIAL PIPING SYSTEMS | D209001002 | VALVE STATION, MEDICAL GAS | Backflow Preventer, Valve
D | SERVICES | D20 | PLUMBING | D2090 | OTHER PLUMBING SYSTEMS | D209001 | SPECIAL PIPING SYSTEMS | D209001017 | VALVE - TEMPERED WATER | Backflow Preventer, Valve
D | SERVICES | D20 | PLUMBING | D2090 | OTHER PLUMBING SYSTEMS | D209001 | SPECIAL PIPING SYSTEMS | D209001018 | METER, WATER - TEMPERED WATER | Backflow Preventer, Valve
D | SERVICES | D20 | PLUMBING | D2090 | OTHER PLUMBING SYSTEMS | D209001 | SPECIAL PIPING SYSTEMS | D209001020 | BACKFLOW PREVENTER - STERILIZATION | Backflow Preventer, Valve
D | SERVICES | D20 | PLUMBING | D2090 | OTHER PLUMBING SYSTEMS | D209001 | SPECIAL PIPING SYSTEMS | D209001027 | VALVE - NON-POTABLE WATER | Backflow Preventer, Valve
D | SERVICES | D20 | PLUMBING | D2090 | OTHER PLUMBING SYSTEMS | D209001 | SPECIAL PIPING SYSTEMS | D209001028 | BACKFLOW PREVENTER - NON-POTABLE WATER | Backflow Preventer, Valve
D | SERVICES | D20 | PLUMBING | D2090 | OTHER PLUMBING SYSTEMS | D209001 | SPECIAL PIPING SYSTEMS | D209001030 | METER, WATER - NON-POTABLE WATER | Backflow Preventer, Valve
D | SERVICES | D20 | PLUMBING | D2090 | OTHER PLUMBING SYSTEMS | D209001 | SPECIAL PIPING SYSTEMS | D209001036 | VALVE - INDUSTRIAL HOT WATER | Backflow Preventer, Valve
D | SERVICES | D20 | PLUMBING | D2090 | OTHER PLUMBING SYSTEMS | D209001 | SPECIAL PIPING SYSTEMS | D209001037 | BACKFLOW PREVENTER - INDUSTRIAL HOT WATER | Backflow Preventer, Valve
D | SERVICES | D20 | PLUMBING | D2090 | OTHER PLUMBING SYSTEMS | D209001 | SPECIAL PIPING SYSTEMS | D209001039 | METER, WATER - INDUSTRIAL HOT WATER | Backflow Preventer, Valve
D | SERVICES | D20 | PLUMBING | D2090 | OTHER PLUMBING SYSTEMS | D209001 | SPECIAL PIPING SYSTEMS | D209001041 | BACKFLOW PREVENTER, VACUUM BREAKER - INDUSTRIAL HOT WATER | Backflow Preventer, Valve
D | SERVICES | D20 | PLUMBING | D2090 | OTHER PLUMBING SYSTEMS | D209001 | SPECIAL PIPING SYSTEMS | D209001042 | BACKFLOW PREVENTER, VACUUM BREAKER, SPILL-RESISTANT - INDUSTRIAL HOT WATER | Backflow Preventer, Valve
D | SERVICES | D20 | PLUMBING | D2090 | OTHER PLUMBING SYSTEMS | D209001 | SPECIAL PIPING SYSTEMS | D209001043 | BACKFLOW PREVENTER, VACUUM BREAKER - NON-POTABLE WATER | Backflow Preventer, Valve
D | SERVICES | D20 | PLUMBING | D2090 | OTHER PLUMBING SYSTEMS | D209001 | SPECIAL PIPING SYSTEMS | D209001044 | BACKFLOW PREVENTER, VACUUM BREAKER, SPILL-RESISTANT - NON-POTABLE WATER | Backflow Preventer, Valve
D | SERVICES | D20 | PLUMBING | D2090 | OTHER PLUMBING SYSTEMS | D209001 | SPECIAL PIPING SYSTEMS | D209001045 | BACKFLOW PREVENTER, VACUUM BREAKER - TEMPERED WATER | Backflow Preventer, Valve
D | SERVICES | D20 | PLUMBING | D2090 | OTHER PLUMBING SYSTEMS | D209001 | SPECIAL PIPING SYSTEMS | D209001046 | BACKFLOW PREVENTER, VACUUM BREAKER, SPILL-RESISTANT - TEMPERED WATER | Backflow Preventer, Valve
D | SERVICES | D20 | PLUMBING | D2090 | OTHER PLUMBING SYSTEMS | D209001 | SPECIAL PIPING SYSTEMS | D209001047 | BACKFLOW PREVENTER, VACUUM BREAKER - STERILIZATION | Backflow Preventer, Valve
D | SERVICES | D20 | PLUMBING | D2090 | OTHER PLUMBING SYSTEMS | D209001 | SPECIAL PIPING SYSTEMS | D209001048 | BACKFLOW PREVENTER, VACUUM BREAKER, SPILL-RESISTANT - STERILIZATION | Backflow Preventer, Valve
D | SERVICES | D20 | PLUMBING | D2090 | OTHER PLUMBING SYSTEMS | D209001 | SPECIAL PIPING SYSTEMS | D209001049 | DOUBLE CHECK VALVE - TEMPERED WATER | Backflow Preventer, Valve
D | SERVICES | D20 | PLUMBING | D2090 | OTHER PLUMBING SYSTEMS | D209001 | SPECIAL PIPING SYSTEMS | D209001050 | DOUBLE CHECK VALVE - NON-POTABLE WATER | Backflow Preventer, Valve
D | SERVICES | D20 | PLUMBING | D2090 | OTHER PLUMBING SYSTEMS | D209001 | SPECIAL PIPING SYSTEMS | D209001051 | DOUBLE CHECK VALVE - INDUSTRIAL HOT WATER | Backflow Preventer, Valve
D | SERVICES | D20 | PLUMBING | D2090 | OTHER PLUMBING SYSTEMS | D209001 | SPECIAL PIPING SYSTEMS | D209001052 | DOUBLE CHECK VALVE - STERILIZATION | Backflow Preventer, Valve
D | SERVICES | D20 | PLUMBING | D2090 | OTHER PLUMBING SYSTEMS | D209001 | SPECIAL PIPING SYSTEMS | D209001001 | PIPING, LAB/MEDICAL GAS | Building-Wide
D | SERVICES | D20 | PLUMBING | D2090 | OTHER PLUMBING SYSTEMS | D209001 | SPECIAL PIPING SYSTEMS | D209001005 | PIPING, VACUUM | Building-Wide
D | SERVICES | D20 | PLUMBING | D2090 | OTHER PLUMBING SYSTEMS | D209001 | SPECIAL PIPING SYSTEMS | D209001015 | PIPING, TEMPERED WATER | Building-Wide
D | SERVICES | D20 | PLUMBING | D2090 | OTHER PLUMBING SYSTEMS | D209001 | SPECIAL PIPING SYSTEMS | D209001021 | PIPING, NON-POTABLE WATER | Building-Wide
D | SERVICES | D20 | PLUMBING | D2090 | OTHER PLUMBING SYSTEMS | D209001 | SPECIAL PIPING SYSTEMS | D209001031 | PIPING, INDUSTRIAL HOT WATER | Building-Wide
D | SERVICES | D20 | PLUMBING | D2090 | OTHER PLUMBING SYSTEMS | D209001 | SPECIAL PIPING SYSTEMS | D209001024 | FILTER, WATER, MEDIA CARTRIDGE, NON-POTABLE WATER | Filter
D | SERVICES | D20 | PLUMBING | D2090 | OTHER PLUMBING SYSTEMS | D209001 | SPECIAL PIPING SYSTEMS | D209001033 | FILTER, WATER, MEDIA CARTRIDGE, INDUSTRIAL HOT WATER | Filter
D | SERVICES | D20 | PLUMBING | D2090 | OTHER PLUMBING SYSTEMS | D209001 | SPECIAL PIPING SYSTEMS | D209001004 | ALARM PANEL, MEDICAL GAS | Fire Alarm, Security
D | SERVICES | D20 | PLUMBING | D2090 | OTHER PLUMBING SYSTEMS | D209001 | SPECIAL PIPING SYSTEMS | D209001040 | HEAT EXCHANGER, SHELL AND TUBE, NON-POTABLE WATER | Heat Exchanger
D | SERVICES | D20 | PLUMBING | D2090 | OTHER PLUMBING SYSTEMS | D209001 | SPECIAL PIPING SYSTEMS | D209001055 | HEAT EXCHANGER, PLATE AND FRAME, NON-POTABLE WATER | Heat Exchanger
D | SERVICES | D20 | PLUMBING | D2090 | OTHER PLUMBING SYSTEMS | D209001 | SPECIAL PIPING SYSTEMS | D209001057 | HEAT EXCHANGER, PLATE AND FRAME, BRAZED, NON-POTABLE WATER | Heat Exchanger
D | SERVICES | D20 | PLUMBING | D2090 | OTHER PLUMBING SYSTEMS | D209001 | SPECIAL PIPING SYSTEMS | D209001003 | MEDICAL GAS MANIFOLD | Lab-Medical Service
D | SERVICES | D20 | PLUMBING | D2090 | OTHER PLUMBING SYSTEMS | D209001 | SPECIAL PIPING SYSTEMS | D209001058 | LABORATORY GAS MANIFOLD | Lab-Medical Service
D | SERVICES | D20 | PLUMBING | D2090 | OTHER PLUMBING SYSTEMS | D209001 | SPECIAL PIPING SYSTEMS | D209001065 | PATIENT TERMINAL, MEDICAL GAS | Lab-Medical Service
D | SERVICES | D20 | PLUMBING | D2090 | OTHER PLUMBING SYSTEMS | D209001 | SPECIAL PIPING SYSTEMS | D209001016 | PUMP, TEMPERED WATER | Pump
D | SERVICES | D20 | PLUMBING | D2090 | OTHER PLUMBING SYSTEMS | D209001 | SPECIAL PIPING SYSTEMS | D209001023 | PUMP, NON-POTABLE WATER | Pump
D | SERVICES | D20 | PLUMBING | D2090 | OTHER PLUMBING SYSTEMS | D209001 | SPECIAL PIPING SYSTEMS | D209001032 | PUMP, INDUSTRIAL HOT WATER | Pump
D | SERVICES | D20 | PLUMBING | D2090 | OTHER PLUMBING SYSTEMS | D209001 | SPECIAL PIPING SYSTEMS | D209001053 | PUMP, SUMP, SUBMERSIBLE, USED OIL | Pump
D | SERVICES | D20 | PLUMBING | D2090 | OTHER PLUMBING SYSTEMS | D209001 | SPECIAL PIPING SYSTEMS | D209001062 | BOOSTER PUMP SYSTEM, NON-POTABLE WATER | Pump
D | SERVICES | D20 | PLUMBING | D2090 | OTHER PLUMBING SYSTEMS | D209001 | SPECIAL PIPING SYSTEMS | D209001019 | EXPANSION TANK - TEMPERED WATER | Tank
D | SERVICES | D20 | PLUMBING | D2090 | OTHER PLUMBING SYSTEMS | D209001 | SPECIAL PIPING SYSTEMS | D209001022 | SEPARATOR, AIR/SOLID - TEMPERED WATER | Tank
D | SERVICES | D20 | PLUMBING | D2090 | OTHER PLUMBING SYSTEMS | D209001 | SPECIAL PIPING SYSTEMS | D209001025 | SEPARATOR, AIR/SOLID - NON-POTABLE WATER | Tank
D | SERVICES | D20 | PLUMBING | D2090 | OTHER PLUMBING SYSTEMS | D209001 | SPECIAL PIPING SYSTEMS | D209001026 | EXPANSION TANK - NON-POTABLE WATER | Tank
D | SERVICES | D20 | PLUMBING | D2090 | OTHER PLUMBING SYSTEMS | D209001 | SPECIAL PIPING SYSTEMS | D209001034 | SEPARATOR, AIR/SOLID - INDUSTRIAL HOT WATER | Tank
D | SERVICES | D20 | PLUMBING | D2090 | OTHER PLUMBING SYSTEMS | D209001 | SPECIAL PIPING SYSTEMS | D209001035 | EXPANSION TANK - INDUSTRIAL HOT WATER | Tank
D | SERVICES | D20 | PLUMBING | D2090 | OTHER PLUMBING SYSTEMS | D209001 | SPECIAL PIPING SYSTEMS | D209001054 | TANK, STORAGE, USED OIL | Tank
D | SERVICES | D20 | PLUMBING | D2090 | OTHER PLUMBING SYSTEMS | D209001 | SPECIAL PIPING SYSTEMS | D209001059 | TANK, STORAGE, LAB/MEDICAL GAS | Tank
D | SERVICES | D20 | PLUMBING | D2090 | OTHER PLUMBING SYSTEMS | D209001 | SPECIAL PIPING SYSTEMS | D209001063 | TANK, PRESSURE - NON-POTABLE WATER | Tank
D | SERVICES | D20 | PLUMBING | D2090 | OTHER PLUMBING SYSTEMS | D209001 | SPECIAL PIPING SYSTEMS | D209001064 | TANK, STORAGE - NON-POTABLE WATER | Tank
D | SERVICES | D20 | PLUMBING | D2090 | OTHER PLUMBING SYSTEMS | D209001 | SPECIAL PIPING SYSTEMS | D209001029 | CHEMICAL SHOT FEEDER, NON-POTABLE WATER | Water Treatment
D | SERVICES | D20 | PLUMBING | D2090 | OTHER PLUMBING SYSTEMS | D209001 | SPECIAL PIPING SYSTEMS | D209001038 | CHEMICAL SHOT FEEDER, INDUSTRIAL HOT WATER | Water Treatment
D | SERVICES | D40 | FIRE PROTECTION | D4010 | SPRINKLERS | D401002 | SPRINKLER WATER SUPPLY EQUIPMENT AND PIPING | D401002030 | AIR COMPRESSOR, FIRE SUPPRESSION | Air Compressor, Vacuum
D | SERVICES | D40 | FIRE PROTECTION | D4010 | SPRINKLERS | D401002 | SPRINKLER WATER SUPPLY EQUIPMENT AND PIPING | D401002003 | VALVE, FIRE, OUTSIDE SCREW AND YOKE | Backflow Preventer, Valve
D | SERVICES | D40 | FIRE PROTECTION | D4010 | SPRINKLERS | D401002 | SPRINKLER WATER SUPPLY EQUIPMENT AND PIPING | D401002004 | VALVE, FIRE, POST INDICATOR | Backflow Preventer, Valve
D | SERVICES | D40 | FIRE PROTECTION | D4010 | SPRINKLERS | D401002 | SPRINKLER WATER SUPPLY EQUIPMENT AND PIPING | D401002005 | VALVE, FIRE, STREET | Backflow Preventer, Valve
D | SERVICES | D40 | FIRE PROTECTION | D4010 | SPRINKLERS | D401002 | SPRINKLER WATER SUPPLY EQUIPMENT AND PIPING | D401002006 | BACKFLOW PREVENTER - FIRE SUPPRESSION | Backflow Preventer, Valve
D | SERVICES | D40 | FIRE PROTECTION | D4010 | SPRINKLERS | D401002 | SPRINKLER WATER SUPPLY EQUIPMENT AND PIPING | D401002007 | DOUBLE CHECK VALVE - FIRE SUPPRESSION | Backflow Preventer, Valve
D | SERVICES | D40 | FIRE PROTECTION | D4010 | SPRINKLERS | D401002 | SPRINKLER WATER SUPPLY EQUIPMENT AND PIPING | D401002012 | BACKFLOW PREVENTER, VACUUM BREAKER - FIRE SUPPRESSION | Backflow Preventer, Valve
D | SERVICES | D40 | FIRE PROTECTION | D4010 | SPRINKLERS | D401002 | SPRINKLER WATER SUPPLY EQUIPMENT AND PIPING | D401002013 | BACKFLOW PREVENTER, VACUUM BREAKER, SPILL-RESISTANT - FIRE SUPPRESSION | Backflow Preventer, Valve
D | SERVICES | D40 | FIRE PROTECTION | D4010 | SPRINKLERS | D401002 | SPRINKLER WATER SUPPLY EQUIPMENT AND PIPING | D401002014 | METER, WATER - FIRE SUPPRESSION | Backflow Preventer, Valve
D | SERVICES | D40 | FIRE PROTECTION | D4010 | SPRINKLERS | D401002 | SPRINKLER WATER SUPPLY EQUIPMENT AND PIPING | D401002015 | VALVE, FIRE, CONTROL | Backflow Preventer, Valve
D | SERVICES | D40 | FIRE PROTECTION | D4010 | SPRINKLERS | D401002 | SPRINKLER WATER SUPPLY EQUIPMENT AND PIPING | D401002017 | VALVE, CHECK - FIRE SUPPRESSION | Backflow Preventer, Valve
D | SERVICES | D40 | FIRE PROTECTION | D4010 | SPRINKLERS | D401002 | SPRINKLER WATER SUPPLY EQUIPMENT AND PIPING | D401002018 | VALVE, PRESSURE REGULATING - FIRE SUPPRESSION | Backflow Preventer, Valve
D | SERVICES | D40 | FIRE PROTECTION | D4010 | SPRINKLERS | D401002 | SPRINKLER WATER SUPPLY EQUIPMENT AND PIPING | D401002019 | GAUGE, WATER - FIRE SUPPRESSION | Backflow Preventer, Valve
D | SERVICES | D40 | FIRE PROTECTION | D4010 | SPRINKLERS | D401002 | SPRINKLER WATER SUPPLY EQUIPMENT AND PIPING | D401002020 | GONG, WATER - FIRE SUPPRESSION | Backflow Preventer, Valve
D | SERVICES | D40 | FIRE PROTECTION | D4010 | SPRINKLERS | D401002 | SPRINKLER WATER SUPPLY EQUIPMENT AND PIPING | D401002021 | VALVE, PRESSURE RELIEF - FIRE SUPPRESSION | Backflow Preventer, Valve
D | SERVICES | D40 | FIRE PROTECTION | D4010 | SPRINKLERS | D401002 | SPRINKLER WATER SUPPLY EQUIPMENT AND PIPING | D401002022 | VENT, AIR, AUTOMATIC - FIRE SUPPRESSION | Backflow Preventer, Valve
D | SERVICES | D40 | FIRE PROTECTION | D4010 | SPRINKLERS | D401002 | SPRINKLER WATER SUPPLY EQUIPMENT AND PIPING | D401002023 | CONNECTION, FIRE DEPARTMENT | Backflow Preventer, Valve
D | SERVICES | D40 | FIRE PROTECTION | D4010 | SPRINKLERS | D401002 | SPRINKLER WATER SUPPLY EQUIPMENT AND PIPING | D401002032 | GAUGE, GAS - FIRE SUPPRESSION | Backflow Preventer, Valve
D | SERVICES | D40 | FIRE PROTECTION | D4010 | SPRINKLERS | D401002 | SPRINKLER WATER SUPPLY EQUIPMENT AND PIPING | D401002033 | GAUGE, GAS/WATER - FIRE SUPPRESSION | Backflow Preventer, Valve
D | SERVICES | D40 | FIRE PROTECTION | D4010 | SPRINKLERS | D401002 | SPRINKLER WATER SUPPLY EQUIPMENT AND PIPING | D401002001 | FIRE SUPPRESSION SYSTEM, WET-PIPE | Fire Suppression
D | SERVICES | D40 | FIRE PROTECTION | D4010 | SPRINKLERS | D401002 | SPRINKLER WATER SUPPLY EQUIPMENT AND PIPING | D401002002 | FIRE SUPPRESSION RISER, WET-PIPE ONLY | Fire Suppression
D | SERVICES | D40 | FIRE PROTECTION | D4010 | SPRINKLERS | D401002 | SPRINKLER WATER SUPPLY EQUIPMENT AND PIPING | D401002008 | FIRE SUPPRESSION SYSTEM, WET-PIPE, ANTIFREEZE | Fire Suppression
D | SERVICES | D40 | FIRE PROTECTION | D4010 | SPRINKLERS | D401002 | SPRINKLER WATER SUPPLY EQUIPMENT AND PIPING | D401002009 | FIRE SUPPRESSION RISER, COMBINATION WET-PIPE STANDPIPE, CLASS I | Fire Suppression
D | SERVICES | D40 | FIRE PROTECTION | D4010 | SPRINKLERS | D401002 | SPRINKLER WATER SUPPLY EQUIPMENT AND PIPING | D401002010 | FIRE SUPPRESSION RISER, COMBINATION WET-PIPE STANDPIPE, CLASS II | Fire Suppression
D | SERVICES | D40 | FIRE PROTECTION | D4010 | SPRINKLERS | D401002 | SPRINKLER WATER SUPPLY EQUIPMENT AND PIPING | D401002011 | FIRE SUPPRESSION RISER, COMBINATION WET-PIPE STANDPIPE, CLASS III | Fire Suppression
D | SERVICES | D40 | FIRE PROTECTION | D4010 | SPRINKLERS | D401002 | SPRINKLER WATER SUPPLY EQUIPMENT AND PIPING | D401002028 | FIRE SUPPRESSION SYSTEM, DRY-PIPE | Fire Suppression
D | SERVICES | D40 | FIRE PROTECTION | D4010 | SPRINKLERS | D401002 | SPRINKLER WATER SUPPLY EQUIPMENT AND PIPING | D401002029 | FIRE SUPPRESSION SYSTEM, PREACTION | Fire Suppression
D | SERVICES | D40 | FIRE PROTECTION | D4010 | SPRINKLERS | D401002 | SPRINKLER WATER SUPPLY EQUIPMENT AND PIPING | D401002031 | FIRE SUPPRESSION SYSTEM, DELUGE | Fire Suppression
D | SERVICES | D40 | FIRE PROTECTION | D4010 | SPRINKLERS | D401002 | SPRINKLER WATER SUPPLY EQUIPMENT AND PIPING | D401002024 | PUMP, FIRE, DIESEL | Pump
D | SERVICES | D40 | FIRE PROTECTION | D4010 | SPRINKLERS | D401002 | SPRINKLER WATER SUPPLY EQUIPMENT AND PIPING | D401002025 | PUMP, FIRE, ELECTRIC | Pump
D | SERVICES | D40 | FIRE PROTECTION | D4010 | SPRINKLERS | D401002 | SPRINKLER WATER SUPPLY EQUIPMENT AND PIPING | D401002026 | PUMP, JOCKEY | Pump
D | SERVICES | D40 | FIRE PROTECTION | D4010 | SPRINKLERS | D401002 | SPRINKLER WATER SUPPLY EQUIPMENT AND PIPING | D401002027 | PUMP, FIRE, STEAM TURBINE | Pump
D | SERVICES | D40 | FIRE PROTECTION | D4010 | SPRINKLERS | D401002 | SPRINKLER WATER SUPPLY EQUIPMENT AND PIPING | D401002016 | TANK, FIRE, WATER | Tank
D | SERVICES | D40 | FIRE PROTECTION | D4010 | SPRINKLERS | D401002 | SPRINKLER WATER SUPPLY EQUIPMENT AND PIPING | D401002034 | EXPANSION TANK - FIRE SUPPRESSION | Tank
D | SERVICES | D40 | FIRE PROTECTION | D4010 | SPRINKLERS | D401001 | SPRINKLERS AND RELEASING DEVICES | D401001001 | VALVE, AUTOMATIC - FIRE SUPPRESSION | Backflow Preventer, Valve
D | SERVICES | D40 | FIRE PROTECTION | D4010 | SPRINKLERS | D401001 | SPRINKLERS AND RELEASING DEVICES | D401001002 | SOLENOID - FIRE SUPPRESSION | Backflow Preventer, Valve
D | SERVICES | D40 | FIRE PROTECTION | D4010 | SPRINKLERS | D401001 | SPRINKLERS AND RELEASING DEVICES | D401001003 | VALVE, PNEUMATIC - FIRE SUPPRESSION | Backflow Preventer, Valve
D | SERVICES | D40 | FIRE PROTECTION | D4010 | SPRINKLERS | D401001 | SPRINKLERS AND RELEASING DEVICES | D401001004 | VALVE, FIRE, DRY | Backflow Preventer, Valve
D | SERVICES | D40 | FIRE PROTECTION | D4010 | SPRINKLERS | D401001 | SPRINKLERS AND RELEASING DEVICES | D401001005 | VALVE, FIRE, DELUGE | Backflow Preventer, Valve
C | INTERIORS | C10 | INTERIOR CONSTRUCTION | C1020 | INTERIOR DOORS | C102001 | STANDARD INTERIOR DOORS | C102001001 | DOOR, INTERIOR, NON-RATED, SWINGING | Door
D | SERVICES | D40 | FIRE PROTECTION | D4020 | STANDPIPE SYSTEMS | D402001 | STANDPIPE EQUIPMENT AND PIPING | D402001004 | VALVE, FIRE HOSE, PRESSURE REDUCING, CLASS I | Backflow Preventer, Valve
D | SERVICES | D40 | FIRE PROTECTION | D4020 | STANDPIPE SYSTEMS | D402001 | STANDPIPE EQUIPMENT AND PIPING | D402001005 | VALVE, FIRE HOSE, PRESSURE REDUCING, CLASS III | Backflow Preventer, Valve
D | SERVICES | D40 | FIRE PROTECTION | D4020 | STANDPIPE SYSTEMS | D402001 | STANDPIPE EQUIPMENT AND PIPING | D402001006 | VALVE, FIRE HOSE, CLASS I | Backflow Preventer, Valve
D | SERVICES | D40 | FIRE PROTECTION | D4020 | STANDPIPE SYSTEMS | D402001 | STANDPIPE EQUIPMENT AND PIPING | D402001007 | VALVE, FIRE HOSE, CLASS II | Backflow Preventer, Valve
D | SERVICES | D40 | FIRE PROTECTION | D4020 | STANDPIPE SYSTEMS | D402001 | STANDPIPE EQUIPMENT AND PIPING | D402001008 | VALVE, FIRE HOSE, CLASS III | Backflow Preventer, Valve
D | SERVICES | D40 | FIRE PROTECTION | D4020 | STANDPIPE SYSTEMS | D402001 | STANDPIPE EQUIPMENT AND PIPING | D402001001 | STANDPIPE, CLASS I | Fire Suppression
D | SERVICES | D40 | FIRE PROTECTION | D4020 | STANDPIPE SYSTEMS | D402001 | STANDPIPE EQUIPMENT AND PIPING | D402001002 | STANDPIPE, CLASS II | Fire Suppression
D | SERVICES | D40 | FIRE PROTECTION | D4020 | STANDPIPE SYSTEMS | D402001 | STANDPIPE EQUIPMENT AND PIPING | D402001003 | STANDPIPE, CLASS III | Fire Suppression
D | SERVICES | D40 | FIRE PROTECTION | D4020 | STANDPIPE SYSTEMS | D402001 | STANDPIPE EQUIPMENT AND PIPING | D402001009 | STANDPIPE, HELIPAD | Fire Suppression
D | SERVICES | D40 | FIRE PROTECTION | D4020 | STANDPIPE SYSTEMS | D402001 | STANDPIPE EQUIPMENT AND PIPING | D402001010 | PUMP, FIRE, STANDPIPE BOOSTER | Fire Suppression
D | SERVICES | D40 | FIRE PROTECTION | D4020 | STANDPIPE SYSTEMS | D402001 | STANDPIPE EQUIPMENT AND PIPING | D402001011 | FIRE HOSE | Fire Suppression
D | SERVICES | D30 | HVAC | D3020 | HEAT GENERATING SYSTEMS | D302001 | STEAM BOILERS | D302001001 | BOILER, HEAT RECOVERY STEAM GENERATOR | Boiler
D | SERVICES | D30 | HVAC | D3020 | HEAT GENERATING SYSTEMS | D302001 | STEAM BOILERS | D302001002 | BOILER, STEAM, FIRE TUBE, DUAL FUEL | Boiler
D | SERVICES | D30 | HVAC | D3020 | HEAT GENERATING SYSTEMS | D302001 | STEAM BOILERS | D302001003 | BOILER, STEAM, WATER TUBE, DUAL FUEL | Boiler
D | SERVICES | D30 | HVAC | D3020 | HEAT GENERATING SYSTEMS | D302001 | STEAM BOILERS | D302001004 | BOILER, STEAM, ELECTRIC | Boiler
D | SERVICES | D30 | HVAC | D3020 | HEAT GENERATING SYSTEMS | D302001 | STEAM BOILERS | D302001005 | BOILER, STEAM, WATER TUBE, COAL-FIRED | Boiler
D | SERVICES | D30 | HVAC | D3020 | HEAT GENERATING SYSTEMS | D302001 | STEAM BOILERS | D302001006 | BOILER, STEAM, FIRE TUBE, COAL-FIRED | Boiler
D | SERVICES | D30 | HVAC | D3020 | HEAT GENERATING SYSTEMS | D302001 | STEAM BOILERS | D302001007 | BOILER, STEAM, FIRE TUBE, GAS-FIRED | Boiler
D | SERVICES | D30 | HVAC | D3020 | HEAT GENERATING SYSTEMS | D302001 | STEAM BOILERS | D302001008 | BOILER, STEAM, WATER TUBE, GAS-FIRED | Boiler
D | SERVICES | D30 | HVAC | D3040 | DISTRIBUTION SYSTEMS | D304002 | STEAM DISTRIBUTION SYSTEMS | D304002002 | STEAM TRAP | Backflow Preventer, Valve
D | SERVICES | D30 | HVAC | D3040 | DISTRIBUTION SYSTEMS | D304002 | STEAM DISTRIBUTION SYSTEMS | D304002003 | VALVE, PRESSURE REDUCING, MAIN, STEAM | Backflow Preventer, Valve
D | SERVICES | D30 | HVAC | D3040 | DISTRIBUTION SYSTEMS | D304002 | STEAM DISTRIBUTION SYSTEMS | D304002005 | STEAM TRAP, BUCKET | Backflow Preventer, Valve
D | SERVICES | D30 | HVAC | D3040 | DISTRIBUTION SYSTEMS | D304002 | STEAM DISTRIBUTION SYSTEMS | D304002006 | STEAM TRAP, FLOAT | Backflow Preventer, Valve
D | SERVICES | D30 | HVAC | D3040 | DISTRIBUTION SYSTEMS | D304002 | STEAM DISTRIBUTION SYSTEMS | D304002007 | STEAM TRAP, FLOAT AND THERMOSTATIC | Backflow Preventer, Valve
D | SERVICES | D30 | HVAC | D3040 | DISTRIBUTION SYSTEMS | D304002 | STEAM DISTRIBUTION SYSTEMS | D304002008 | STEAM TRAP, IMPULSE | Backflow Preventer, Valve
D | SERVICES | D30 | HVAC | D3040 | DISTRIBUTION SYSTEMS | D304002 | STEAM DISTRIBUTION SYSTEMS | D304002009 | STEAM TRAP, THERMOSTATIC | Backflow Preventer, Valve
D | SERVICES | D30 | HVAC | D3040 | DISTRIBUTION SYSTEMS | D304002 | STEAM DISTRIBUTION SYSTEMS | D304002013 | METER, STEAM | Backflow Preventer, Valve
D | SERVICES | D30 | HVAC | D3040 | DISTRIBUTION SYSTEMS | D304002 | STEAM DISTRIBUTION SYSTEMS | D304002014 | VALVE - STEAM/CONDENSATE | Backflow Preventer, Valve
D | SERVICES | D30 | HVAC | D3040 | DISTRIBUTION SYSTEMS | D304002 | STEAM DISTRIBUTION SYSTEMS | D304002015 | BACKFLOW PREVENTER - STEAM/CONDENSATE | Backflow Preventer, Valve
D | SERVICES | D30 | HVAC | D3040 | DISTRIBUTION SYSTEMS | D304002 | STEAM DISTRIBUTION SYSTEMS | D304002016 | BACKFLOW PREVENTER, VACUUM BREAKER - STEAM/CONDENSATE | Backflow Preventer, Valve
D | SERVICES | D30 | HVAC | D3040 | DISTRIBUTION SYSTEMS | D304002 | STEAM DISTRIBUTION SYSTEMS | D304002017 | BACKFLOW PREVENTER, VACUUM BREAKER, SPILL-RESISTANT - STEAM/CONDENSATE | Backflow Preventer, Valve
D | SERVICES | D30 | HVAC | D3040 | DISTRIBUTION SYSTEMS | D304002 | STEAM DISTRIBUTION SYSTEMS | D304002018 | DOUBLE CHECK VALVE - STEAM/CONDENSATE | Backflow Preventer, Valve
D | SERVICES | D30 | HVAC | D3040 | DISTRIBUTION SYSTEMS | D304002 | STEAM DISTRIBUTION SYSTEMS | D304002021 | VALVE, NON-RETURN, STEAM | Backflow Preventer, Valve
D | SERVICES | D30 | HVAC | D3040 | DISTRIBUTION SYSTEMS | D304002 | STEAM DISTRIBUTION SYSTEMS | D304002010 | PIPING, STEAM AND CONDENSATE | Building-Wide
D | SERVICES | D30 | HVAC | D3040 | DISTRIBUTION SYSTEMS | D304002 | STEAM DISTRIBUTION SYSTEMS | D304002020 | FILTER, STEAM | Filter
D | SERVICES | D30 | HVAC | D3040 | DISTRIBUTION SYSTEMS | D304002 | STEAM DISTRIBUTION SYSTEMS | D304002001 | DRIVE, STEAM TURBINE | General
D | SERVICES | D30 | HVAC | D3040 | DISTRIBUTION SYSTEMS | D304002 | STEAM DISTRIBUTION SYSTEMS | D304002004 | CONDENSATE RETURN UNIT, ELECTRIC | Pump
D | SERVICES | D30 | HVAC | D3040 | DISTRIBUTION SYSTEMS | D304002 | STEAM DISTRIBUTION SYSTEMS | D304002011 | CONDENSATE RETURN UNIT, NON-ELECTRIC | Pump
D | SERVICES | D30 | HVAC | D3040 | DISTRIBUTION SYSTEMS | D304002 | STEAM DISTRIBUTION SYSTEMS | D304002012 | PUMP, STEAM CONDENSATE | Pump
D | SERVICES | D30 | HVAC | D3040 | DISTRIBUTION SYSTEMS | D304002 | STEAM DISTRIBUTION SYSTEMS | D304002019 | SEPARATOR, STEAM MOISTURE | Tank
D | SERVICES | D30 | HVAC | D3010 | ENERGY SUPPLY | D301004 | STEAM SUPPLY SYSTEM (FROM CENTRAL PLANT) | D301004001 | EXPANSION JOINT – PIPING | Backflow Preventer, Valve
B | SHELL | B20 | EXTERIOR ENCLOSURE | B2020 | EXTERIOR WINDOWS | B202002 | STOREFRONTS | B202002001 | GLASS, STOREFRONT | Building-Wide
G | BUILDING SITEWORK | G30 | SITE CIVIL/MECHANICAL UTILITIES | G3030 | STORM SEWER | G303001 | STORM SEWER PIPING | G303001001 | DRAINS, SITE STORMWATER | Exterior Sitework
B | SHELL | B20 | EXTERIOR ENCLOSURE | B2010 | EXTERIOR WALLS | B201006 | SUN CONTROL DEVICES (EXTERIOR) | B201006001 | AWNING, EXTERIOR, PERFORATED METAL PANEL | General
B | SHELL | B20 | EXTERIOR ENCLOSURE | B2010 | EXTERIOR WALLS | B201006 | SUN CONTROL DEVICES (EXTERIOR) | B201006002 | AWNING, EXTERIOR, SOLID METAL PANEL | General
C | INTERIORS | C30 | INTERIOR FINISHES | C3030 | CEILING FINISHES | C303007 | SUSPENSIONS SYSTEMS | C303007001 | FINISHES, INTERIOR CEILING, SUSPENDED | Building-Wide
D | SERVICES | D50 | ELECTRICAL | D5030 | COMMUNICATIONS AND SECURITY |  | TELECOMMUNICATIONS SYSTEMS | D503002004 | LOCAL AREA NETWORK | Building-Wide
D | SERVICES | D50 | ELECTRICAL | D5030 | COMMUNICATIONS AND SECURITY | D503002 | TELECOMMUNICATIONS SYSTEMS | D503002001 | TELECOMMUNICATION EQUIPMENT | General
D | SERVICES | D50 | ELECTRICAL | D5030 | COMMUNICATIONS AND SECURITY | D503002 | TELECOMMUNICATIONS SYSTEMS | D503002002 | TELECOMMUNICATIONS MODULAR ENCLOSURE | General
D | SERVICES | D50 | ELECTRICAL | D5030 | COMMUNICATIONS AND SECURITY | D503002 | TELECOMMUNICATIONS SYSTEMS | D503002003 | PHONE, ELEVATOR EMERGENCY | General
D | SERVICES | D50 | ELECTRICAL | D5030 | COMMUNICATIONS AND SECURITY | D503007 | TELEVISION SYSTEMS | D503007001 | TELEVISION SYSTEM, CLOSED CIRCUIT | Building-Wide
G | BUILDING SITEWORK | G20 | SITE IMPROVEMENTS | G2040 | SITE DEVELOPMENT | G204008 | TERRACE AND PERIMETER WALLS | G204008001 | WALL, TERRACE OR PERIMETER | Exterior Sitework
G | BUILDING SITEWORK | G20 | SITE IMPROVEMENTS | G2050 | LANDSCAPING | G205003 | TOPSOIL AND PLANTING BEDS | G205003001 | LANDSCAPE, PLANTING BEDS | Exterior Sitework
G | BUILDING SITEWORK | G30 | SITE CIVIL/MECHANICAL UTILITIES | G3050 | COOLING DISTRIBUTION | G305002 | UNDERGROUND COOLING SYSTEMS | G305002001 | PIPING, CHILLED WATER, SITE-WIDE | Exterior Sitework
G | BUILDING SITEWORK | G30 | SITE CIVIL/MECHANICAL UTILITIES | G3040 | HEATING DISTRIBUTION | G304004 | UNDERGROUND STEAM DISTRIBUTION SYSTEMS | G304004001 | MANHOLE, STEAM | Exterior Sitework
D | SERVICES | D30 | HVAC | D3050 | TERMINAL AND PACKAGE UNITS | D305002 | UNIT HEATERS | D305002001 | UNIT HEATER, ELECTRIC | Unit Heater
D | SERVICES | D30 | HVAC | D3050 | TERMINAL AND PACKAGE UNITS | D305002 | UNIT HEATERS | D305002002 | UNIT HEATER, HYDRONIC | Unit Heater
D | SERVICES | D30 | HVAC | D3050 | TERMINAL AND PACKAGE UNITS | D305002 | UNIT HEATERS | D305002003 | UNIT HEATER, INFRARED | Unit Heater
D | SERVICES | D30 | HVAC | D3050 | TERMINAL AND PACKAGE UNITS | D305002 | UNIT HEATERS | D305002004 | UNIT HEATER, STEAM | Unit Heater
D | SERVICES | D20 | PLUMBING | D2010 | PLUMBING FIXTURES | D201002 | URINALS | D201002001 | URINAL | Plumbing Fixture
D | SERVICES | D20 | PLUMBING | D2020 | DOMESTIC WATER DISTRIBUTION | D202002 | VALVES AND HYDRANTS | D202002001 | VALVE, ELECTRIC | Backflow Preventer, Valve
D | SERVICES | D20 | PLUMBING | D2020 | DOMESTIC WATER DISTRIBUTION | D202002 | VALVES AND HYDRANTS | D202002002 | VALVE, MANUAL | Backflow Preventer, Valve
D | SERVICES | D20 | PLUMBING | D2020 | DOMESTIC WATER DISTRIBUTION | D202002 | VALVES AND HYDRANTS | D202002003 | BACKFLOW PREVENTER - DOMESTIC WATER | Backflow Preventer, Valve
D | SERVICES | D20 | PLUMBING | D2020 | DOMESTIC WATER DISTRIBUTION | D202002 | VALVES AND HYDRANTS | D202002004 | VALVE, THERMOSTATIC MIXING, POINT OF USE, STANDARD | Backflow Preventer, Valve
D | SERVICES | D20 | PLUMBING | D2020 | DOMESTIC WATER DISTRIBUTION | D202002 | VALVES AND HYDRANTS | D202002005 | BACKFLOW PREVENTER, VACUUM BREAKER - DOMESTIC WATER | Backflow Preventer, Valve
D | SERVICES | D20 | PLUMBING | D2020 | DOMESTIC WATER DISTRIBUTION | D202002 | VALVES AND HYDRANTS | D202002006 | BACKFLOW PREVENTER, VACUUM BREAKER, SPILL-RESISTANT - DOMESTIC WATER | Backflow Preventer, Valve
D | SERVICES | D20 | PLUMBING | D2020 | DOMESTIC WATER DISTRIBUTION | D202002 | VALVES AND HYDRANTS | D202002007 | DOUBLE CHECK VALVE - DOMESTIC WATER | Backflow Preventer, Valve
D | SERVICES | D20 | PLUMBING | D2020 | DOMESTIC WATER DISTRIBUTION | D202002 | VALVES AND HYDRANTS | D202002008 | VALVE, MIXING, CENTRALIZED, DDC | Backflow Preventer, Valve
D | SERVICES | D20 | PLUMBING | D2020 | DOMESTIC WATER DISTRIBUTION | D202002 | VALVES AND HYDRANTS | D202002009 | VALVE, THERMOSTATIC MIXING, CENTRALIZED | Backflow Preventer, Valve
D | SERVICES | D20 | PLUMBING | D2020 | DOMESTIC WATER DISTRIBUTION | D202002 | VALVES AND HYDRANTS | D202002010 | VALVE, THERMOSTATIC MIXING, POINT OF USE, EMERGENCY | Backflow Preventer, Valve
D | SERVICES | D20 | PLUMBING | D2020 | DOMESTIC WATER DISTRIBUTION | D202002 | VALVES AND HYDRANTS | D202002011 | VALVE - DOMESTIC WATER | Backflow Preventer, Valve
D | SERVICES | D20 | PLUMBING | D2020 | DOMESTIC WATER DISTRIBUTION | D202002 | VALVES AND HYDRANTS | D202002012 | DOUBLE CHECK VALVE - WATER TREATMENT | Backflow Preventer, Valve
D | SERVICES | D20 | PLUMBING | D2020 | DOMESTIC WATER DISTRIBUTION | D202002 | VALVES AND HYDRANTS | D202002013 | BACKFLOW PREVENTER - WATER TREATMENT | Backflow Preventer, Valve
D | SERVICES | D20 | PLUMBING | D2020 | DOMESTIC WATER DISTRIBUTION | D202002 | VALVES AND HYDRANTS | D202002014 | BACKFLOW PREVENTER, VACUUM BREAKER - WATER TREATMENT | Backflow Preventer, Valve
D | SERVICES | D20 | PLUMBING | D2020 | DOMESTIC WATER DISTRIBUTION | D202002 | VALVES AND HYDRANTS | D202002015 | BACKFLOW PREVENTER, VACUUM BREAKER, SPILL-RESISTANT - WATER TREATMENT | Backflow Preventer, Valve
D | SERVICES | D20 | PLUMBING | D2020 | DOMESTIC WATER DISTRIBUTION | D202002 | VALVES AND HYDRANTS | D202002016 | VALVE, PNEUMATIC | Backflow Preventer, Valve
D | SERVICES | D20 | PLUMBING | D2020 | DOMESTIC WATER DISTRIBUTION | D202002 | VALVES AND HYDRANTS | D202002017 | VALVE, PRESSURE RELIEF | Backflow Preventer, Valve
D | SERVICES | D20 | PLUMBING | D2020 | DOMESTIC WATER DISTRIBUTION | D202002 | VALVES AND HYDRANTS | D202002018 | VALVE, FLOW CONTROL | Backflow Preventer, Valve
D | SERVICES | D20 | PLUMBING | D2020 | DOMESTIC WATER DISTRIBUTION | D202002 | VALVES AND HYDRANTS | D202002019 | VALVE, MIXING, DDC, EMERGENCY | Backflow Preventer, Valve
E | EQUIPMENT AND FURNISHINGS | E10 | EQUIPMENT | E1010 | COMMERCIAL EQUIPMENT | E101003 | VENDING EQUIPMENT | E101003001 | MACHINE, CHANGE DISPENSING | General
E | EQUIPMENT AND FURNISHINGS | E10 | EQUIPMENT | E1010 | COMMERCIAL EQUIPMENT | E101003 | VENDING EQUIPMENT | E101003002 | MACHINE, VENDING | General
E | EQUIPMENT AND FURNISHINGS | E10 | EQUIPMENT | E1010 | COMMERCIAL EQUIPMENT | E101003 | VENDING EQUIPMENT | E101003003 | MACHINE, VENDING, REFRIGERATED | General
D | SERVICES | D20 | PLUMBING | D2030 | SANITARY WASTE | D203002 | VENT PIPE AND FITTINGS | D203002001 | PIPING, WASTE VENT | Building-Wide
E | EQUIPMENT AND FURNISHINGS | E10 | EQUIPMENT | E1090 | OTHER EQUIPMENT | E109003 | WASTE HANDLING EQUIPMENT | E109003001 | BALER | General
E | EQUIPMENT AND FURNISHINGS | E10 | EQUIPMENT | E1090 | OTHER EQUIPMENT | E109003 | WASTE HANDLING EQUIPMENT | E109003002 | INCINERATOR | General
E | EQUIPMENT AND FURNISHINGS | E10 | EQUIPMENT | E1090 | OTHER EQUIPMENT | E109003 | WASTE HANDLING EQUIPMENT | E109003003 | TRASH COMPACTOR | General
D | SERVICES | D20 | PLUMBING | D2030 | SANITARY WASTE | D203001 | WASTE PIPE AND FITTINGS | D203001001 | PIPING, SANITARY DRAIN | Building-Wide
D | SERVICES | D20 | PLUMBING | D2010 | PLUMBING FIXTURES | D201001 | WATERCLOSETS | D201001001 | TOILET | Plumbing Fixture
D | SERVICES | D10 | CONVEYING | D1010 | ELEVATORS AND LIFTS | D101004 | WHEELCHAIR LIFT | D101004001 | LIFT, WHEELCHAIR | Elevator Traction
D | SERVICES | D10 | CONVEYING | D1010 | ELEVATORS AND LIFTS | D101004 | WHEELCHAIR LIFT | D101004002 | LIFT, POOL/SPA | General
B | SHELL | B20 | EXTERIOR ENCLOSURE | B2020 | EXTERIOR WINDOWS | B202001 | WINDOWS | B202001001 | GLASS, WINDOW | Building-Wide
[8 empty] | E102002021 | CONTROLLED SUBSTANCE CONTAINER | Lab-Medical Service
[8 empty] | E102002022 | SCOPE STORAGE | Lab-Medical Service